## Cover
2023 Price List
SENECA Automation Products
Full price in euros, V.A.T. not included
Prices in this Price List are applied to the standard offers in derogation to other sales systems (eCommerce, Metel, promotional and other online platforms)
Last Issue: 26.02.2024
Validity: From 03.04.2023

## Terms of Sales
GENERAL TERMS AND CONDITION OF SALES
1.Sale of Products The sale of the products included in this list shall be in accordance with the following requirements that are considered to be in force from the order form, unless agreed in writing. These terms and conditions (together with any associated written specification, quotation and / or additional term and conditions) will determine exclusively the sale of all goods and services (including, without limitation, hardware, firmware and software and services mentioned within the e-ecommerce). The receipt or acceptance of delivery by the buyer of any product ordered or purchased the above will constitute acceptance by you of these terms and conditions.
2.Transport and Risk Costs and risks of transportation of the products are charged to the customer in case of carriage. In the case of Delivery Duty Paid, the customer accepts SENECA standard transport conditions that still considers itself exonerated from any responsibility for any loss or delay
in transit. Any insurance, transportation costs and intervention at the site of installation of the products are charged to the client.
3.Payment Terms The customer has the choice between different modes of payment: a) Bank Transfer to SENECA (Unicredit Banca Spa, Agenzia Padova F, Piazza Zanellato 2, 35131 Padova (Italy), BIC/Swift: UNCRITM1UT0, IBAN: IT76K0200812122000002555817). In this case, products will be shipped after confirmation of payment. b) Credit Card through the secure payment system on the major international circuits (examples of the major credit cards accepted: Visa, Visa Electron, PostePay, Mastercard, American Express, Carte Aura) with Security operations certified by SecurCode system by MasterCard / Verified by Visa. c) Paypal for which the terms of use, please refer to this link The purchase contract is executed by correctly filling in and purchase the consensus expressed by the accession date "on line", except for
the successful payment.
4.Delivery Delivery terms are ex works from the plant or warehouse, or as otherwise determined and reported in the order confirmation. In all cases the right passes to the buyer with the first delivery by the seller or the purchaser upon receipt by the first conveyor for transport to the buyer, except the rights to all intellectual property associated with the products, which remain Seller or its suppliers and licensors. The shipping dates given are based on prompt and correct sending of all the necessary information from the buyer.
5.Warranty Products are guaranteed against manufacturing defects in accordance with the laws in force in case of return for repair or replacement, including warranty, shipping charges are the sole responsibility of the customer and therefore will be rejected if any collect shipments assigned. The guarantee of the material we produce is for a period of 12 months from date of shipment. Any warranty work will be ex works SENECA srl (PD - Italy). The repaired or replaced products are covered for the remaining period to complete the rest of the original term of the warranty. As for software and firmware, unless otherwise specified in a license or third SENECA, it ensures that the products supplied software and firmware standards mentioned in this document, when used with appropriate hardware and equipment, work according to the specifications and operating manuals.
6.Claims and Limitation of Liability Complaints must be made within 8 days. receipt of goods. To the fullest extent permitted by applicable law SENECA not be liable for any interruption of business or loss of profits, revenue, or materials of any form of liability for incidental, indirect or consequential damages of any kind arising from the misuse of their products.
7.Authorized Software and Firmware The use of products made by software or firmware may be subject to acceptance by the buyer to additional terms and conditions set out in a contract to the vendor or third party will monitor the extent necessary to resolve any conflict with the terms and conditions laid down or otherwise contained in this document. In the absence of a contract to the seller, the purchaser is granted a license non-exclusive, non-transferable right to use the software or firmware of the seller is only supplied in object code form and only in conjunction with products supplied by the seller, without the right to grant sublicenses, to disclose, disassemble, decompile, reverse engineer or modify.
8.Packaging and labeling Packing is charged at cost no more than 2%. In general, operations of packaging and labeling customized to the buyer may be subject to additional costs not otherwise included in the price of products.
9.Prices and exchange rates Prices are expressed in euros and do not include VAT. Also other information appearing in this list are subject to change without notice and to be confirmed by specific quotations. Prices do not include sales taxes, use taxes, excise taxes, customs duties, value added taxes and other taxes. All sales prices of traded products are displayed and indicated on the website www.seneca.it the same constitute a public offering pursuant to art. 1336 of the Italian Civil Code. Unless otherwise indicated, all prices quoted are "tax" and in Euro. Shipping charges are not included in the price of the product and set aside, are the responsibility of the customer. The validity of prices is always and only that shown by the same procedure at the time the order to the Supplier. For each order is invoiced will be sent with the goods. The Supplier is not responsible for the taxes and duties imposed by other countries. 12.Prices and exchange rates. For purchases in currencies other than the euro, the exchange rate applied is that valid on the day of the order; if the day of payment is different from the day of the order and the exchange rate varies by ± 3%, the sale price is recalculated based on the new exchange rate.
10.Modification and Replacement Repairs and order modifications requested by the purchaser, including those concerning the type, scope and delivery of products, must be documented in writing and are subject to prior approval and price setting, planning and other procedures and deadlines by SENECA. In any case, SENECA reserves the right to reject any changes it deems unsafe, technically inadvisable or inconsistent with the criteria and technical standards or quality limits, or incompatible with their ability to design and manufacture. SENECA also reserves the right to make substitutions using the latest version or series or substitute an equivalent product that has no form, fit and function comparable.
11.Repairs and returns Unless otherwise specified modules are made subject to compensation, after the customer has activated the online procedure following the instructions on https://www.seneca.it/en/rma/. Preliminarily SENECA, once agreed and granted the return, provides an indication to the customer specifications to be back on Shipping document and the method of delivery; made the communication will be sent via e-mail or via shared database company, also to the staff in charge of acceptance. Upon receipt of the goods, the acceptance testing that each made in the documents attached overs signs the authorization or if they were received by e-mail and shared network database. Only if all these checks are positive, the operator accepts the return, otherwise it is rejected to the sender. All returned products will conform to the instructions of SENECA. I made out of warranty products unused and resalable with credit policies will be subject to the seller's return policy in effect at that time. Products returned under warranty must be properly packaged, shipped pre-assigned (ex works SENECA) the buyer or otherwise in accordance with instructions provided by SENECA.
12.Cancellation of orders The cancellation by the customer before the shipment must be requested in writing and any payment of reasonable expenses SENECA cancellation and re-stocking, including the reimbursement of direct costs. SENECA also has the right to cancel an order for a just cause at any time upon written notice.
13.Force majeure SENECA will not be liable for any loss, damage or delay arising due to him (or its subcontractors) and resulting from causes beyond its reasonable control, including, without limitation, acts of God, acts or omissions attributable purchaser, acts of civil or military, fire, strikes, floods, epidemics, quarantine restrictions, war, riots, acts of terrorism, delays in transportation or transportation embargoes.
14.Disputes Parties will attempt in good faith to resolve promptly any dispute arising from information contained in this document through agreements between representatives of parties who have the authority to reach a solution. Otherwise, the jurisdiction is that of Padua.
15.Quality, trademarks, approvals SENECA operates according to criteria of total quality. Our business system is certified ISO 9001 since 1997 for "Design, manufacture and marketing of equipment, implementation of automation systems for industrial and civil applications, services and support." SENECA products have been CE, UL and UR for the North American market and are certified by RINA in marine applications. Our production process, carried out by automated SMT lines, adhere to international standards ROHS WEEE and lead free. Safety standards, electromagnetic compatibility and electrical protection adhere to CE, IEC, EN. The software interfaces and communication are developed and updated in accordance with internationally recognized standards (eg IEC 61131, MODBUS RTU / TCP, IEC 870, CANopen, PPP, SMTP, HTML, OPC Server).
16.Instructions for use For safe and effective products in this list, please read the following instructions carefully before use. The product can be used exclusively for the use for which it was designed and built. Any other use is considered to have total responsibility of the user. The installation, programming and operation is allowed only to authorized operators, these operators must be physically and intellectually capable. The operation must be performed only after proper installation, so the user must carefully perform all the operations described in the user guide.
17.Responsabilities SENECA can not be held responsible for any failure, breakdown, accidents due to lack of knowledge or the lack of application of the instructions given. The same is true for any unauthorized changes. SENECA reserves the right to modify products, to meet any manufacturing or commercial, without the obligation to promptly update the reference manuals
18.Technical Specifications The technical data in the e-commerce are provided only as a guide for the user to a determination of eligibility and not necessarily a functional or performance of any kind.
19.Price validity SENECA reserves the right to update and change price validity without notice.
20.Customer Obligations You agree, once the purchase procedure "on line" to handle the press and the conservation of these general conditions, which, however, has already seen and accepted as a necessary step in the acquisition, and the specific product being purchased, and that in order to fully satisfy the conditions laid down in Articles. 52 and 53 of D.Lgs. 205/06.It is forbidden to enter false data in the customer registration process required to provide him with the procedure for the execution of this contract and the subsequent communications, personal data and e-mail address must be the only real data personal and not some other person, or fantasy. It is expressly forbidden to enter data of third persons. The Supplier reserves the right to prosecute any violation or abuse, and for the protection of all consumers. The Customer indemnifies the Supplier from any liability arising from the tax records incorrect because of errors in the data supplied by the customer, since the latter is solely responsible for the correct entry. The customer has the right to verbally communicate any problems (delivery errors, mistakes or delays of delivery) to the phone number +39049 8705359, or e-mail info@seneca.it, or by fax at n. +39049 8706287Where it has been delivered to a mere clerical error in a product other than the object of purchase order and the customer has the right to replace the product, provided that the same represents the problem in writing (one of the ways described in this article) before and not beyond a period of five days from receipt of the product itself. In that case, the Supplier will replace the product once received made the goods supplied and verified the condition of the goods, so proceed to relay the correct product. All items must be returned and received by the headquarters of SENECA srl intact and in the same condition as received, in their original packaging. In this case the costs of shipping the return and the relay will be responsible to the Supplier.
21.Returns (Private) Conforming Article. 64 of D.Lgs. 205/06 the customer can exercise the right of withdrawal and return the product received, in accordance with the terms and conditions specified below.The customer who, for whatever reason, are dissatisfied with your purchase, be entitled to terminate the contract without penalty and without giving a reason within 10 days from the date of receipt of the product purchased by sending , within this period, written notice of withdrawal as follows 1. by registered letter with return receipt to the following address: Via Austria 26,35127 Padova (PD), Italy 2. by fax (at the following number +39 049 8705359) 3. by an e-mail at the following e-mail address e- (info@seneca.it) If the customer has exercised his right of withdrawal in the manner referred to above, the product must be returned no later than the fifteenth day after receipt of the product through direct delivery and delivery by forwarding the product to SENECA srl c / or above the seat. All costs of returning goods are charged to the customer. All items must be returned and received by SENECA headquarters in the same condition as received, in their original packaging. Where were all the conditions and obligations of the consumer under the previous points, the Supplier will send an e-mail confirming acceptance of return. Moreover, the Supplier will refund the purchase price by the same mode of payment chosen by the customer, excluding shipping charges incurred, less any expenses incurred by the Supplier for the return, with value equal to the thirtieth day following the date on which the Supplier has been aware of the right of withdrawal the Customer. The time period for repayment of sums paid by the customer for the purchase of products returned depends on the mode of payment used: (i) bank transfer (please note that the value date of the crediting of the charge is the same, so the customer does not suffer any loss of interest), (ii) the purchase by credit card: the actual reimbursement depends on the credit card by bank that issued the card.
22.Privacy Under Article 13 of D.Lgs. n. 196 of 30.6.2003 (Code) and General Data Protection Regulation (EU) 2016/79 ("GDPR") will inform the customer of the following. The customer's personal data will be used for (i) purposes the fulfillment of tax obligations, accounting and legal and management purposes and customer contracts (supply products and accessories, servicing, replacement, repair, management and administration of customer orders , shipments, invoices, control and solvency management of disputes) and (ii) purposes related to business (mail order sales, marketing and advertising, analysis and market research, promotional activities, customer satisfaction survey, contests, demonstrations, raffles and the like, statistical analysis).The data will be processed through the creation and management of a central repository, with paper, computer and data to which access has authorized personnel. The provision of personal data essential for compliance with the law and / or establishment and / or prosecution of the contract shall be binding in the sense that failure is impossible to establish and / or to enter into this relationship. The contribution of other personal data is optional and generally function to provide better customer service, a refusal to such a transfer will have no negative consequences borne by the customer. Personal data concerning the customer will be subject to communication to parent, subsidiaries and / or connected to the Vendor for the same purposes as above or for outside specialized services in: i) management software, hardware, telecommunication systems and information ii) activities of processing and storing data; iii) printing, broadcasting, mailing, shipping and delivery of communications to customers; iv) financing services, debt collection and financial risks. The customer may always exercise its rights under Article 7 of the Privacy Code. Data treatment principal is SENECA srl Via Austria 26 – 35127 Padova (PD), Italy. The responsible is Francesco Pavan. The customer, by sending electronic confirmation of your purchase order and acknowledges the foregoing disclosure and consent to the processing of personal data.
23.Contact SENECA proposal includes industrial automation solutions and civilian use of which involves in-depth technical knowledge in all areas of electronics, hydraulics and plant engineering. In this perspective, the network of Seneca has an extensive network nationally and internationally. Our sales department is available to you for support and assistance SENECA srl Via Austria 26 – 35127 Padova Tel. +39 049 8705.359 Fax +39 049 8706.287 info@seneca.it www.seneca.it
24.E-mail Sales Office: sales@seneca.it
Marketing Dept: marketing@seneca.it
Administration: amministrazione@seneca.it
Logistics: logistica@seneca.it
Quality Assurance: qualita@seneca.it
Tech Support: support@seneca.it

## A..Z
INFO GENERALI |  | INFO EXPORT
Order Code | Availability | NC / HS | Description | PRODUCT LINE | CATEGORY | Official Price from 16/10/2023 | Net Price | Class
A
A-169DV12 | Stock Available | 85291069 | 169MHz vert.Dip. lambda/2 ant, BNC M, 5mt,low loss cable | 2. INDUSTRIAL COMMUNICATION & TELECONTROL | 2.10 Radio Modules | 169 |  | S20
A-169DV12-10 | Stock Available | 85291069 | 169MHz vert.Dip. lambda/2 ant, BNC M, 10 mt,low loss cable | 2. INDUSTRIAL COMMUNICATION & TELECONTROL | 2.10 Radio Modules | 307 |  | S20
A-169DV14 | Stock Available | 85291069 | 169MHz vert.Dip. lambda/4 ant, BNC M, L=450 mm | 2. INDUSTRIAL COMMUNICATION & TELECONTROL | 2.10 Radio Modules | 45 |  | S20
A-169DV16 | Stock Available | 85291069 | 169MHz vert.Dip. lambda/4 ant, BNC M | 2. INDUSTRIAL COMMUNICATION & TELECONTROL | 2.10 Radio Modules | 45 |  | S20
A-169YAGI | Stock Available | 85291069 | 169MHz 3 elem. Yagi Ant., BNC M, 10 mt, low loss cable | 2. INDUSTRIAL COMMUNICATION & TELECONTROL | 2.10 Radio Modules | 342 |  | S20
A-DIN-T201 | Stock Available | 85389099 | DIN rail plastic clip for T201 Series | 3. POWER MONITORING & ELECTRICAL MEASUREMENT | 3.7 Current Transducers - T201 Series | 5 |  | S20
A-GPS | Stock Available | 85291069 | External GPS antenna - magnetic mount | 2. INDUSTRIAL COMMUNICATION & TELECONTROL | 2.11 Optional Antennas | 33 |  | S20
A-GPS-SMA | Available within 15 dd | 85291069 | GPS antenna with SMA connector | 2. INDUSTRIAL COMMUNICATION & TELECONTROL | 2.11 Optional Antennas | 18 |  | S20
A-GSM | Stock Available | 85291069 | Dual band swing GSM external antenna, cable 3,2 m, SMA | 2. INDUSTRIAL COMMUNICATION & TELECONTROL | 2.11 Optional Antennas | 20 |  | S20
A-GSM-DIR-5M | Stock Available | 85291069 | GSM-DECT-UMTS directive compact antenna | 2. INDUSTRIAL COMMUNICATION & TELECONTROL | 2.11 Optional Antennas | 170 |  | S20
A-GSM-MG | Stock Available | 85291069 | External magnetic dual band antenna SMA 4 dbi, cable 2,5 mt | 2. INDUSTRIAL COMMUNICATION & TELECONTROL | 2.11 Optional Antennas | 20 |  | S20
A-GSM-OMNIDIR | Stock Available | 85291069 | GSM-UMTS-WIFI Omnidirectional Antenna | 2. INDUSTRIAL COMMUNICATION & TELECONTROL | 2.11 Optional Antennas | 152 |  | S20
A-GSM-OMNIDIR-10 | Stock Available | 85291069 | GSM-UMTS-WIFI Omnidirectional Antenna, L=10 m | 2. INDUSTRIAL COMMUNICATION & TELECONTROL | 2.11 Optional Antennas | 182 |  | S20
A-GSM-QUAD-N | Stock Available | 85291069 | 4G/WiFi omnidirectional antenna, FME, L=5mt | 2. INDUSTRIAL COMMUNICATION & TELECONTROL | 2.11 Optional Antennas | 32 |  | S20
ALIM-MY2 | Stock Available | 85044090 | Power Supply Unit for MYALARM2 and R-KEY-LT | 2. INDUSTRIAL COMMUNICATION & TELECONTROL | 2.1 Remote Alarm Units | 9 |  | S20
ALIM-USB-1A | Stock Available | 85044090 | Stabilised power supply 5V 1A with USB-A port | 1. DATA ACQUISITION AND AUTOMATION | 1.8 Accessories | 16 |  | S26
A-SCR-90 | Stock Available | 85291069 | Antenna/spare part with 90° screw mounting on SMA connector | 1. DATA ACQUISITION AND AUTOMATION | 1.8 Accessories | 8 |  | S20
A-STIL | Stock Available | 85291069 | GSM stilo antena for M-RTU | 2. INDUSTRIAL COMMUNICATION & TELECONTROL | 2.11 Optional Antennas | 16 |  | S20
A-STIL-D | Stock Available | 85291069 | Straight GSM Antenna for MY2 | 2. INDUSTRIAL COMMUNICATION & TELECONTROL | 2.11 Optional Antennas | 16 |  | S20
B
B-ALARM | Stock Available | 85176200 | Remote alarm Unit, 1DI / 1DO, basic functions | 2. INDUSTRIAL COMMUNICATION & TELECONTROL | 2.1 Remote Alarm Units | 169 |  | S11
BATT-2S | Stock Available | 85076000 | Double battery pack 3 cell 11,1 V - 14,5 Ah | 2. INDUSTRIAL COMMUNICATION & TELECONTROL | 2.4 Low Power RTUs | 118 | x | S61
BATT-GP80 | Stock Available | 85076000 | B-ALARM spare part battery | 2. INDUSTRIAL COMMUNICATION & TELECONTROL | 2.1 Remote Alarm Units | 12.5 |  | S20
BATT-MY2 | Stock Available | 85076000 | Lithium Polymer (LiPo) Battery Pack 3.7V - 1200mAh for MY2 | 2. INDUSTRIAL COMMUNICATION & TELECONTROL | 2.1 Remote Alarm Units | 12.5 |  | S20
BATT-S | Stock Available | 85076000 | Single battery pack 3 cell 11,1 V - 14,5 Ah | 2. INDUSTRIAL COMMUNICATION & TELECONTROL | 2.4 Low Power RTUs | 73 | x | S61
BOX-RTU-IP65 | Available within 15 dd | 85389091 | IP65 junction box with fixing support | 2. INDUSTRIAL COMMUNICATION & TELECONTROL | 2.4 Low Power RTUs | 59.5 | x | S61
C
CE-RJ45-RJ45-C | Stock Available | 85444290 | Crossover Ethernet cable (RJ45-RJ45) | 2. INDUSTRIAL COMMUNICATION & TELECONTROL | 2.12 Cables | 14 |  | S20
CE-RJ45-RJ45-R | Stock Available | 85444290 | Straight-thru Ethernet cable (RJ45-RJ45) | 2. INDUSTRIAL COMMUNICATION & TELECONTROL | 2.12 Cables | 7 |  | S20
COMPOSITOR | Software / Service | - | Test and programming toolkit for fiber optic converters | 2. INDUSTRIAL COMMUNICATION & TELECONTROL | 2.9 Fiber Optic Interfaces | - |  | S03
CS-DB9F-CFV10 | Stock Available | 85444290 | RS232 connection cable (DB9F-CFV10) | 2. INDUSTRIAL COMMUNICATION & TELECONTROL | 2.12 Cables | 18 |  | S20
CS-DB9F-CLAMP | Stock Available | 85444290 | RS485 conn. cable (DB9F-Clamps) for VISUAL | 2. INDUSTRIAL COMMUNICATION & TELECONTROL | 2.12 Cables | 18 |  | S20
CS-DB9F-DB25M | Stock Available | 85444290 | Serial connection cable S21N - FH190-24 | 2. INDUSTRIAL COMMUNICATION & TELECONTROL | 2.12 Cables | 18 |  | S20
CS-DB9F-DB9F | Stock Available | 85444290 | RS232 serial connection cable (DB9F / DB9F) | 2. INDUSTRIAL COMMUNICATION & TELECONTROL | 2.12 Cables | 33 |  | S20
CS-DB9F-TIP | Stock Available | 85444290 | RS232 communication cable (DB9F - tips) | 2. INDUSTRIAL COMMUNICATION & TELECONTROL | 2.12 Cables | 18 |  | S20
CS-DB9F-TIP-V | Stock Available | 85444290 | RS485 serial conn. cable (DB9F - tips) for VISUAL1/2/3 | 2. INDUSTRIAL COMMUNICATION & TELECONTROL | 2.12 Cables | 18 |  | S20
CS-DB9M-DB9F | Stock Available | 85444290 | RS232 straight thru programming cable (DB9M - DB9F) | 2. INDUSTRIAL COMMUNICATION & TELECONTROL | 2.12 Cables | 18 |  | S20
CS-DB9M-DB9F-CR | Stock Available | 85444290 | Update firmware serial cable (DB9M / DB9F) for RTU-LP | 2. INDUSTRIAL COMMUNICATION & TELECONTROL | 2.12 Cables | 18 |  | S20
CS-DB9M-DB9M | Stock Available | 85444290 | RS232 serial connection cable (DB9M - DB9M) | 2. INDUSTRIAL COMMUNICATION & TELECONTROL | 2.12 Cables | 33 |  | S20
CS-DB9M-MEF-1012 | Stock Available | 85444290 | Serial commun. cable (DB9M / MEF 10-12) for Z-KEY | 2. INDUSTRIAL COMMUNICATION & TELECONTROL | 2.12 Cables | 25 |  | S20
CS-DB9M-MEF-PH | Stock Available | 85444290 | Serial comm. cable (DB9M / MEF 10-12) 3 wires, 1,5 mt | 2. INDUSTRIAL COMMUNICATION & TELECONTROL | 2.12 Cables | 14 |  | S20
CS-DB9M-TIP | Stock Available | 85444290 | RS485 serial connection cable (DB9M - tips) | 2. INDUSTRIAL COMMUNICATION & TELECONTROL | 2.12 Cables | 18 |  | S20
CS-DB9M-TIP-V | Stock Available | 85444290 | RS485 serial conn. cable (DB9M - tips) for VISUAL4 | 2. INDUSTRIAL COMMUNICATION & TELECONTROL | 2.12 Cables | 18 |  | S20
CS-JACK-DB9F | Stock Available | 85444290 | Serial programming cable (Jack / DB9F) | 2. INDUSTRIAL COMMUNICATION & TELECONTROL | 2.12 Cables | 20 |  | S20
CS-JACK-JACK | Stock Available | 85444290 | Programming cable Z109REG2 (Jack / Jack) | 2. INDUSTRIAL COMMUNICATION & TELECONTROL | 2.12 Cables | 18 |  | S20
CS-RJ10-AMP | Stock Available | 85444290 | Programm. cable T120/T121/ K120RTD/K121/K111/MY2 | 2. INDUSTRIAL COMMUNICATION & TELECONTROL | 2.12 Cables | 22 |  | S20
CS-RJ10-DB25M-1 | Stock Available | 85444290 | Communication cable for modem (RJ10 / DB25M) | 2. INDUSTRIAL COMMUNICATION & TELECONTROL | 2.12 Cables | 15 |  | S20
CS-RJ10-DB25M-2 | Stock Available | 85444290 | Comm. cable for modem and oper. panels (RJ10 / DB25M) | 2. INDUSTRIAL COMMUNICATION & TELECONTROL | 2.12 Cables | 15 |  | S20
CS-RJ10-DB9F | Stock Available | 85444290 | RS232 serial connection cable (RJ10 / DB9F) | 2. INDUSTRIAL COMMUNICATION & TELECONTROL | 2.12 Cables | 22 |  | S20
CS-RJ10-DB9M | Stock Available | 85444290 | Modem serial connection cable (RJ10 / DB9M) | 2. INDUSTRIAL COMMUNICATION & TELECONTROL | 2.12 Cables | 22 |  | S20
CS-RJ10-TIP | Stock Available | 85444290 | Serial communication cable (RJ10 / 4 tips) 1,5 mt | 2. INDUSTRIAL COMMUNICATION & TELECONTROL | 2.12 Cables | 33 |  | S20
CS-TIP-MEF-PH | Stock Available | 85444290 | Serial communication cable (tips/4-ways connector) | 2. INDUSTRIAL COMMUNICATION & TELECONTROL | 2.12 Cables | 14 |  | S20
CS-TPW-TIP | Stock Available | 85444290 | RS485 Tp-Wire serial cable (Tp-Wire / tips) | 2. INDUSTRIAL COMMUNICATION & TELECONTROL | 2.12 Cables | 18 |  | S20
CS-TPW-TPW | Stock Available | 85444290 | Tp-Wire cable (Tp-Wire / Tp-Wire) | 2. INDUSTRIAL COMMUNICATION & TELECONTROL | 2.12 Cables | 15 |  | S20
CU-A-MICROB | Stock Available | 85444290 | USB-A Micro USB-B 5 P plug cable | 2. INDUSTRIAL COMMUNICATION & TELECONTROL | 2.12 Cables | 7 |  | S20
CU-A-MICRO-OTG | Stock Available | 85444290 | Micro USB OTG to USB Type A (female) Adapter Cable | 2. INDUSTRIAL COMMUNICATION & TELECONTROL | 2.12 Cables | 7 |  | S20
CU-A-MINIB-1 | Stock Available | 85444290 | USB-A Mini USB-B 5 P plug cable, 1 mt | 2. INDUSTRIAL COMMUNICATION & TELECONTROL | 2.12 Cables | 7 |  | S20
CU-A-MINIB-2 | Stock Available | 85444290 | USB-A Mini USB-B 5 P plug cable, 2 mt | 2. INDUSTRIAL COMMUNICATION & TELECONTROL | 2.12 Cables | 7 |  | S20
D
DR-02 | Software / Service | 85235110 | 2-CH DAQ Software | 1. DATA ACQUISITION AND AUTOMATION | 1.7 DAQ & Software System | - |  | S26
DR-04 | Software / Service | 85235110 | 4-CH DAQ Software | 1. DATA ACQUISITION AND AUTOMATION | 1.7 DAQ & Software System | 379 |  | S26
DR-04-PLUS | Software / Service | 85235110 | 4-CH Data Recoder+ multi-client | 1. DATA ACQUISITION AND AUTOMATION | 1.7 DAQ & Software System | 502 |  | S26
DR-08 | Software / Service | 85235110 | 8-CH DAQ Software | 1. DATA ACQUISITION AND AUTOMATION | 1.7 DAQ & Software System | 636 |  | S26
DR-08-PLUS | Software / Service | 85235110 | 8-CH Data Recoder+ multi-client | 1. DATA ACQUISITION AND AUTOMATION | 1.7 DAQ & Software System | 820 |  | S26
DR-16 | Software / Service | 85235110 | 16-CH DAQ Software | 1. DATA ACQUISITION AND AUTOMATION | 1.7 DAQ & Software System | 738 |  | S26
DR-16-PLUS | Software / Service | 85235110 | 16-CH Data Recoder+multi-client | 1. DATA ACQUISITION AND AUTOMATION | 1.7 DAQ & Software System | 958 |  | S26
DR-32 | Software / Service | 85235110 | 32-CH DAQ Software | 1. DATA ACQUISITION AND AUTOMATION | 1.7 DAQ & Software System | 1097 |  | S26
DR-32-PLUS | Software / Service | 85235110 | 32-CH Data Recoder+multi-client | 1. DATA ACQUISITION AND AUTOMATION | 1.7 DAQ & Software System | 1322 |  | S26
DR-64 | Software / Service | 85235110 | 64-CH DAQ Software | 1. DATA ACQUISITION AND AUTOMATION | 1.7 DAQ & Software System | 1845 |  | S26
DR-64-PLUS | Software / Service | 85235110 | 64-CH Data Recoder+multi-client | 1. DATA ACQUISITION AND AUTOMATION | 1.7 DAQ & Software System | 2101 |  | S26
DR-UN | Software / Service | 85235110 | Unlimited-CH DAQ Software | 1. DATA ACQUISITION AND AUTOMATION | 1.7 DAQ & Software System | 3157 |  | S26
DR-UN-PLUS | Software / Service | 85235110 | Unlimited-CH Data Recoder+multi-client | 1. DATA ACQUISITION AND AUTOMATION | 1.7 DAQ & Software System | 3434 |  | S26
DR-UPGRADE | Software / Service | - | Data Recorder license upgrade service | 1. DATA ACQUISITION AND AUTOMATION | 1.7 DAQ & Software System | N.D. | x | S70
D-USB | Software / Service | 85235110 | USB drivers (S107USB, K107USB, EASY-USB, S117P1) | 1. DATA ACQUISITION AND AUTOMATION | 1.7 DAQ & Software System | - |  | S03
E
EASY CEI | Software / Service | - | MYALARM2 CEI Management Software. | 3. POWER MONITORING & ELECTRICAL MEASUREMENT | 3.9 Energy Management Controllers | - |  | S03
EASY LOG VIEWER | Software / Service | - | DAQ software and data visualization for GSM/GPRS datalogger | 2. INDUSTRIAL COMMUNICATION & TELECONTROL | 2.1 Remote Alarm Units | - |  | S03
EASY LP | Software / Service | - | Plug&play instruments loop powered configurator collection | 1. DATA ACQUISITION AND AUTOMATION | 1.7 DAQ & Software System | - |  | S03
EASY MYALARM2 | Software / Service | - | MYALARM2 Configurator | 2. INDUSTRIAL COMMUNICATION & TELECONTROL | 2.1 Remote Alarm Units | - |  | S03
EASY RTU LP | Software / Service | - | RTU-LP devices software configurator | 2. INDUSTRIAL COMMUNICATION & TELECONTROL | 2.4 Low Power RTUs | - |  | S03
EASY SETUP | Software / Service | - | SENECA programmable instruments configurator suite | 1. DATA ACQUISITION AND AUTOMATION | 1.7 DAQ & Software System | - |  | S03
EASY SETUP APP | Software / Service | - | iOS / Android App Complete EASY SETUP Suite | APP | App | - |  | S03
EASY SETUP2 | Software / Service | - | SENECA programmable instruments configurator suite | 1. DATA ACQUISITION AND AUTOMATION | 1.7 DAQ & Software System | - |  | S03
EASY Z-KEY | Software / Service | - | Z-KEY IP address configuration tool | 2. INDUSTRIAL COMMUNICATION & TELECONTROL | 2.5 Networking | - |  | S03
EASYFLOWCOMPUTER | Software / Service | - | Z-FLOWCOMPUTER Management Software | 1. DATA ACQUISITION AND AUTOMATION | 1.7 DAQ & Software System | - |  | S03
EASY-USB | Stock Available | 85437090 | USB to UART TTL converter with programming software | 2. INDUSTRIAL COMMUNICATION & TELECONTROL | 2.8 Serial / USB Interfaces | 74 |  | S20
EB PRO | Software / Service | - | VISUAL Series operator panel configuration software | 1. DATA ACQUISITION AND AUTOMATION | 1.6 HMI Operator Panels | - |  | S03
EDS | Software / Service | - | EDS file collection for CANopen I/O modules | 1. DATA ACQUISITION AND AUTOMATION | 1.7 DAQ & Software System | - |  | S03
E-M-BUS PACK | Software / Service | - | S500 Series energy meter management software - M-BUS | 3. POWER MONITORING & ELECTRICAL MEASUREMENT | 3.1.4 Multifunction Power Meters (S604 Series) | - |  | S03
E-MODBUS PACK | Software / Service | - | S500 Series energy meter management software - Modbus / Ethernet | 3. POWER MONITORING & ELECTRICAL MEASUREMENT | 3.1.4 Multifunction Power Meters (S604 Series) | - |  | S03
E-POWER PACK | Software / Service | - | S604 Series network analyzer management software | 3. POWER MONITORING & ELECTRICAL MEASUREMENT | 3.1.4 Multifunction Power Meters (S604 Series) | - |  | S03
F
FD01 | Stock Available | 85389091 | Pulsecap photodetector for pulse counting, max freq 10 Hz | 1. DATA ACQUISITION AND AUTOMATION | 1.8 Accessories | 33 |  | S20
FH190-24 | Stock Available | 84433900 | Impact printer for batch controller S20N1/S21N1,9-40 Vdc | 4. MEASUREMENT AND CONTROL PANEL INSTRUMENTATION | 4.7 Batch Controllers - S-Line | 755 |  | S20
FO TEST | Software / Service | - | Automatic test software for fiber optic converters | 2. INDUSTRIAL COMMUNICATION & TELECONTROL | 2.9 Fiber Optic Interfaces | - |  | S03
I
iMC784SHENN | Available within 30 dd | 90303900 | PQA TFT 5.7"; 80..300 Vdc; 80..276 Vac; Ethernet/USB; ModBus, DNP3, FFTp, MQTT | 3. POWER MONITORING & ELECTRICAL MEASUREMENT | 3.2 Power Quality Analyzer | 3492 |  | S23
iMC784SHEPISANN | Available within 30 dd | 90303900 | PQA TFT 5.7"; 80..300 Vdc; 80..276 Vac; Ethernet/USB; ModBus, DNP3, FFTp, MQTT; 2DI, 2AI, 2DO, 2AO | 3. POWER MONITORING & ELECTRICAL MEASUREMENT | 3.2 Power Quality Analyzer | 3708 |  | S23
iMC784SHESNN | Available within 30 dd | 90303900 | PQA TFT 5.7"; 80..300 Vdc; 80..276 Vac; Ethernet/USB; ModBus, DNP3, FFTp, MQTT; 2DO | 3. POWER MONITORING & ELECTRICAL MEASUREMENT | 3.2 Power Quality Analyzer | 3530 |  | S23
iMC784SHSEPISANN | Available within 30 dd | 90303900 | PQA TFT 5.7"; 80..300 Vdc; 80..276 Vac; Ethernet/USB; ModBus, DNP3, FFTp, MQTT, EN61850; 2DI, 2AI, 2DO, 2AO | 3. POWER MONITORING & ELECTRICAL MEASUREMENT | 3.2 Power Quality Analyzer | 5283 |  | S23
K
K107A | Stock Available | 85437090 | Isolated RS485/RS485 serial amplifier - 24 Vdc power supply | 4. MEASUREMENT AND CONTROL PANEL INSTRUMENTATION | 4.2 Compact Converters Isolators - K-Line | 97 |  | S30
K107B | Stock Available | 85437090 | Isolated RS232/RS485 serial converter 24 Vdc power supply | 4. MEASUREMENT AND CONTROL PANEL INSTRUMENTATION | 4.2 Compact Converters Isolators - K-Line | 97 |  | S30
K107USB | Stock Available | 85437090 | USB to RS485 converter | 4. MEASUREMENT AND CONTROL PANEL INSTRUMENTATION | 4.2 Compact Converters Isolators - K-Line | 108 |  | S30
K109LV | Stock Available | 85437090 | mV to DC Current/Voltage Isolator/Converter | 4. MEASUREMENT AND CONTROL PANEL INSTRUMENTATION | 4.2 Compact Converters Isolators - K-Line | 135 |  | S30
K109PT | Stock Available | 85437090 | PT100 to DC Current/Voltage Isolator/Converter | 4. MEASUREMENT AND CONTROL PANEL INSTRUMENTATION | 4.2 Compact Converters Isolators - K-Line | 135 |  | S30
K109PT1000 | Stock Available | 85437090 | PT1000 to DC Current/Voltage Isolator/Converter | 4. MEASUREMENT AND CONTROL PANEL INSTRUMENTATION | 4.2 Compact Converters Isolators - K-Line | 145 |  | S30
K109PT-HPC | Stock Available | 85437090 | PT100 to DC Current/Volt. Isol/Conv. High prec. | 4. MEASUREMENT AND CONTROL PANEL INSTRUMENTATION | 4.2 Compact Converters Isolators - K-Line | 145 |  | S30
K109S | Stock Available | 85437090 | DC Current/Voltage to DC Current/Voltage Converter | 4. MEASUREMENT AND CONTROL PANEL INSTRUMENTATION | 4.2 Compact Converters Isolators - K-Line | 135 |  | S30
K109TC | Stock Available | 85437090 | TC to DC Current/Volt. Isolator/Converter-with alarm | 4. MEASUREMENT AND CONTROL PANEL INSTRUMENTATION | 4.2 Compact Converters Isolators - K-Line | 135 |  | S30
K109UI | Stock Available | 85437090 | DC Current/Volt. to DC Current/Volt. Isolator/Converter | 4. MEASUREMENT AND CONTROL PANEL INSTRUMENTATION | 4.2 Compact Converters Isolators - K-Line | 135 |  | S30
K111 | Stock Available | 85437090 | Isolated dual output frequency trip amplifier | 4. MEASUREMENT AND CONTROL PANEL INSTRUMENTATION | 4.2 Compact Converters Isolators - K-Line | 95 |  | S30
K111-C | Stock Available | 85437090 | Isolated dual output frequency trip amplifier - config. | 4. MEASUREMENT AND CONTROL PANEL INSTRUMENTATION | 4.2 Compact Converters Isolators - K-Line | 100 |  | S30
K111D | Stock Available | 85437090 | 2-CH frequency divider-repeater with 2 isolated outputs | 4. MEASUREMENT AND CONTROL PANEL INSTRUMENTATION | 4.2 Compact Converters Isolators - K-Line | 99 |  | S30
K111D-C | Stock Available | 85437090 | 2-CH frequency divider-repeater with 2 isolated outputs, config. | 4. MEASUREMENT AND CONTROL PANEL INSTRUMENTATION | 4.2 Compact Converters Isolators - K-Line | 100 |  | S30
K112 | Stock Available | 85437090 | Universal digital Coupler/Isolator | 4. MEASUREMENT AND CONTROL PANEL INSTRUMENTATION | 4.2 Compact Converters Isolators - K-Line | 65 |  | S30
K120RTD | Stock Available | 85437090 | Pt100, Ni100 loop powered converter | 4. MEASUREMENT AND CONTROL PANEL INSTRUMENTATION | 4.2 Compact Converters Isolators - K-Line | 73 |  | S30
K120RTD-C | Stock Available | 85437090 | Pt100, Ni100 loop powered converter, config. | 4. MEASUREMENT AND CONTROL PANEL INSTRUMENTATION | 4.2 Compact Converters Isolators - K-Line | 84 |  | S30
K121 | Stock Available | 85437090 | Universal isolator converter loop powered | 4. MEASUREMENT AND CONTROL PANEL INSTRUMENTATION | 4.2 Compact Converters Isolators - K-Line | 90 |  | S30
K121-C | Stock Available | 85437090 | Universal isolator converter loop powered - config. | 4. MEASUREMENT AND CONTROL PANEL INSTRUMENTATION | 4.2 Compact Converters Isolators - K-Line | 104 |  | S30
K400CL | Stock Available | 85363030 | Analog and Digital Signals Surge Protection, 6,2 slim | 4. MEASUREMENT AND CONTROL PANEL INSTRUMENTATION | 4.5 Surge Protections - S400 Series | 44 |  | S29
K400CL-10 | Stock Available | 85363030 | K400CL-1 10 pieces kit | 4. MEASUREMENT AND CONTROL PANEL INSTRUMENTATION | 4.5 Surge Protections - S400 Series | 431 |  | S29
K-BUS | Stock Available | 85371098 | Expandable power supply connector | 4. MEASUREMENT AND CONTROL PANEL INSTRUMENTATION | 4.2 Compact Converters Isolators - K-Line | 11 |  | S30
KIT-USB | Stock Available | 85235110 | Programming toolkit for USB interface instruments | 1. DATA ACQUISITION AND AUTOMATION | 1.7 DAQ & Software System | 41 |  | S30
K-SUPPLY | Stock Available | 85044090 | Redundant power supply module for K-Line modules | 4. MEASUREMENT AND CONTROL PANEL INSTRUMENTATION | 4.2 Compact Converters Isolators - K-Line | 58 |  | S30
L
LOG FACTORY | Software / Service | - | Visualization and log data tool | 2. INDUSTRIAL COMMUNICATION & TELECONTROL | 2.2 Advanced Dataloggers | - |  | S03
LS-C | Software / Service | - | SENECA - CODESYS libraries | 1. DATA ACQUISITION AND AUTOMATION | 1.7 DAQ & Software System | - |  | S03
LS-S | Software / Service | - | SENECA - Straton libraries | 1. DATA ACQUISITION AND AUTOMATION | 1.7 DAQ & Software System | - |  | S03
LS-VI | Software / Service | - | SENECA - LabVIEW Driver VI libraries | 1. DATA ACQUISITION AND AUTOMATION | 1.7 DAQ & Software System | - |  | S03
M
MC784SHENN | Available within 30 dd | 90303900 | PQA 128x64 graphic display; 80..300 Vdc; 80..276 Vac; Ethernet/USB; ModBus, DNP3, FFTp, MQTT | 3. POWER MONITORING & ELECTRICAL MEASUREMENT | 3.2 Power Quality Analyzer | 3331 |  | S23
MC784SHEPISANN | Available within 30 dd | 90303900 | PQA 128x64 graphic display; 80..300 Vdc; 80..276 Vac; Ethernet/USB; ModBus, DNP3, FFTp, MQTT; 2DI, 2AI, 2DO, 2AO | 3. POWER MONITORING & ELECTRICAL MEASUREMENT | 3.2 Power Quality Analyzer | 3456 |  | S23
MC784SHESNN | Available within 30 dd | 90303900 | PQA 128x64 graphic display; 80..300 Vdc; 80..276 Vac; Ethernet/USB; ModBus, DNP3, FFTp, MQTT; 2DO | 3. POWER MONITORING & ELECTRICAL MEASUREMENT | 3.2 Power Quality Analyzer | 3368 |  | S23
MC784SHSEPISANN | Available within 30 dd | 90303900 | PQA 128x64 graphic display; 80..300 Vdc; 80..276 Vac; Ethernet/USB; ModBus, DNP3, FFTp, MQTT, EN61850; 2DI, 2AI, 2DO, 2AO | 3. POWER MONITORING & ELECTRICAL MEASUREMENT | 3.2 Power Quality Analyzer | 5121 |  | S23
MSC | Stock Available | 90303100 | Multifunction bluetooth calibrator | 4. MEASUREMENT AND CONTROL PANEL INSTRUMENTATION | 4.9 Handheld Multimers / Calibrators | Contact Our Offices | x | S60
MSC BY SENECA | Software / Service | - | MSC management mobile App | APP | App | - |  | S03
MSC DESKTOP | Software / Service | - | MSC data export and firmware update | 4. MEASUREMENT AND CONTROL PANEL INSTRUMENTATION | 4.9 Handheld Multimers / Calibrators | - |  | S03
MSC-POWER | Stock Available | 85044090 | MSC Power Supply | 4. MEASUREMENT AND CONTROL PANEL INSTRUMENTATION | 4.9 Handheld Multimers / Calibrators | 13 |  | S11
MSC-T | Software / Service | - | MSC Calibration Report | 4. MEASUREMENT AND CONTROL PANEL INSTRUMENTATION | 4.9 Handheld Multimers / Calibrators | 96 | x | S70
MSD | Stock Available | 85235110 | Micro SD memory card with adapter | 1. DATA ACQUISITION AND AUTOMATION | 1.8 Accessories | 18 |  | S20
MY2B-0-0-M-B | Stock Available | 85176200 | Remote Alarm Unit - basic version, no relay, clamps, blue color | 2. INDUSTRIAL COMMUNICATION & TELECONTROL | 2.1 Remote Alarm Units | 280 |  | S11
MY2B-0-0-M-B-4X | Stock Available | 85176200 | Remote Alarm Unit - basic, no relay, clamps, blue, IP66 case | 2. INDUSTRIAL COMMUNICATION & TELECONTROL | 2.1 Remote Alarm Units | 380 |  | S11
MY2B-0-0-M-G | Stock Available | 85176200 | Remote Alarm Unit - basic version, no relay, clamps, grey color | 2. INDUSTRIAL COMMUNICATION & TELECONTROL | 2.1 Remote Alarm Units | 280 |  | S11
MY2B-0-0-M-G-4X | Stock Available | 85176200 | Remote Alarm Unit - basic, no relay, clamps, grey, IP66 case | 2. INDUSTRIAL COMMUNICATION & TELECONTROL | 2.1 Remote Alarm Units | 380 |  | S11
MY2B-R-0-M-B | Stock Available | 85176200 | Remote Alarm Unit - basic version, relay, clamps, blue color | 2. INDUSTRIAL COMMUNICATION & TELECONTROL | 2.1 Remote Alarm Units | 300 |  | S11
MY2B-R-0-M-B-4X | Stock Available | 85176200 | Remote Alarm Unit - basic, relay, clamps, blue, IP66 case | 2. INDUSTRIAL COMMUNICATION & TELECONTROL | 2.1 Remote Alarm Units | 400 |  | S11
MY2B-R-0-M-G | Stock Available | 85176200 | Remote Alarm Unit - basic version, relay, clamps, grey color | 2. INDUSTRIAL COMMUNICATION & TELECONTROL | 2.1 Remote Alarm Units | 300 |  | S11
MY2B-R-0-M-G-4X | Stock Available | 85176200 | Remote Alarm Unit - basic, relay, clamps, grey, IP66 case | 2. INDUSTRIAL COMMUNICATION & TELECONTROL | 2.1 Remote Alarm Units | 400 |  | S11
MY2CEI-016-0-220 | Stock Available | 85176200 | Remote Discharge Unit, built-in antenna, 220 Vac - 12 Vdc | 3. POWER MONITORING & ELECTRICAL MEASUREMENT | 3.9 Energy Management Controllers | 222 | x | S50
MY2CEI-016-0-24 | Stock Available | 85176200 | Remote Discharge Unit, built-in antenna, 24 Vac - 12 Vdc | 3. POWER MONITORING & ELECTRICAL MEASUREMENT | 3.9 Energy Management Controllers | 230 | x | S50
MY2CEI-016-A-220 | Stock Available | 85176200 | Remote Discharge Unit, A-GSM, 220 Vac - 12 Vdc | 3. POWER MONITORING & ELECTRICAL MEASUREMENT | 3.9 Energy Management Controllers | 229.5 | x | S50
MY2CEI-016-A-24 | Stock Available | 85176200 | Remote Discharge Unit, A-GSM, 24 Vac - 12 Vdc | 3. POWER MONITORING & ELECTRICAL MEASUREMENT | 3.9 Energy Management Controllers | 237.5 | x | S50
MY2-CONV24-12 | Stock Available | 85044090 | DC DC converter 24 -> 12 V for MY2, MY3, MYCEI, MYSEAL | 2. INDUSTRIAL COMMUNICATION & TELECONTROL | 2.1 Remote Alarm Units | 43 |  | S20
MY2G-0-0-M-B | Stock Available | 85176200 | MyALARM2 - gps version, no relay, clamps, blue color | 2. INDUSTRIAL COMMUNICATION & TELECONTROL | 2.1 Remote Alarm Units | 380 |  | S11
MY2G-0-0-M-B-4X | Stock Available | 85176200 | MyALARM2 - gps, no relay, clamps, blue, IP66 case | 2. INDUSTRIAL COMMUNICATION & TELECONTROL | 2.1 Remote Alarm Units | 460 |  | S11
MY2G-0-0-M-G | Stock Available | 85176200 | MyALARM2 - gps version, no relay, clamps, grey color | 2. INDUSTRIAL COMMUNICATION & TELECONTROL | 2.1 Remote Alarm Units | 380 |  | S11
MY2G-0-0-M-G-4X | Stock Available | 85176200 | MyALARM2 - gps, no relay, clamps, grey, IP66 case | 2. INDUSTRIAL COMMUNICATION & TELECONTROL | 2.1 Remote Alarm Units | 460 |  | S11
MY2G-R-0-M-B | Stock Available | 85176200 | MyALARM2 - gps version, relay, clamps, blue color | 2. INDUSTRIAL COMMUNICATION & TELECONTROL | 2.1 Remote Alarm Units | 410 |  | S11
MY2G-R-0-M-B-4X | Stock Available | 85176200 | MyALARM2 -gps, relay, clamps, blue, IP66 case | 2. INDUSTRIAL COMMUNICATION & TELECONTROL | 2.1 Remote Alarm Units | 500 |  | S11
MY2G-R-0-M-G | Stock Available | 85176200 | MyALARM2 - gps version, relay, clamps, grey color | 2. INDUSTRIAL COMMUNICATION & TELECONTROL | 2.1 Remote Alarm Units | 410 |  | S11
MY2G-R-0-M-G-4X | Stock Available | 85176200 | MyALARM2 - gps, relay, clamps, grey, IP66 case | 2. INDUSTRIAL COMMUNICATION & TELECONTROL | 2.1 Remote Alarm Units | 500 |  | S11
MY2GL-0-0-M-B | Soon available | 85176200 | Remote alarm unit, GPS, 4G/LTE, clamps, blue case | 2. INDUSTRIAL COMMUNICATION & TELECONTROL | 2.1 Remote Alarm Units | 400 |  | S11
MY2GL-0-0-M-B-4X | Soon available | 85176200 | Remote alarm unit, GPS, 4G/LTE, clamps, IP66 blue case | 2. INDUSTRIAL COMMUNICATION & TELECONTROL | 2.1 Remote Alarm Units | 480 |  | S11
MY2GL-0-0-M-G | Soon available | 85176200 | Remote alarm unit, GPS, 4G/LTE, clamps, gray case | 2. INDUSTRIAL COMMUNICATION & TELECONTROL | 2.1 Remote Alarm Units | 400 |  | S11
MY2GL-0-0-M-G-4X | Soon available | 85176200 | Remote alarm unit, GPS, 4G/LTE, clamps, IP66 gray case | 2. INDUSTRIAL COMMUNICATION & TELECONTROL | 2.1 Remote Alarm Units | 480 |  | S11
MY2GL-R-0-M-B | Soon available | 85176200 | Remote alarm unit, GPS, 4G/LTE, relays, clamps, blue case | 2. INDUSTRIAL COMMUNICATION & TELECONTROL | 2.1 Remote Alarm Units | 430 |  | S11
MY2GL-R-0-M-B-4X | Soon available | 85176200 | Remote alarm unit, GPS, 4G/LTE, relays. clamps, IP66 blue case | 2. INDUSTRIAL COMMUNICATION & TELECONTROL | 2.1 Remote Alarm Units | 520 |  | S11
MY2GL-R-0-M-G | Soon available | 85176200 | Remote alarm unit, GPS, 4G/LTE, relays. clamps, gray case | 2. INDUSTRIAL COMMUNICATION & TELECONTROL | 2.1 Remote Alarm Units | 430 |  | S11
MY2GL-R-0-M-G-4X | Soon available | 85176200 | Remote alarm unit, GPS, 4G/LTE, relays. clamps, IP66 gray case | 2. INDUSTRIAL COMMUNICATION & TELECONTROL | 2.1 Remote Alarm Units | 520 |  | S11
MY2-KITIP66 | Stock Available | 85369095 | IP66 ABS kit enclosure for field application | 2. INDUSTRIAL COMMUNICATION & TELECONTROL | 2.1 Remote Alarm Units | 64 |  | S11
MY2S-0-0-M-B | Stock Available | 85176200 | Remote alarm unit- security, no relay, clamps, blue color | 2. INDUSTRIAL COMMUNICATION & TELECONTROL | 2.1 Remote Alarm Units | 305 |  | S11
MY2S-0-0-M-B-4X | Stock Available | 85176200 | Remote alarm unit - security, no relay, clamps, blue, IP66 case | 2. INDUSTRIAL COMMUNICATION & TELECONTROL | 2.1 Remote Alarm Units | 390 |  | S11
MY2S-0-0-M-G | Stock Available | 85176200 | Remote alarm unit - security, no relay, clamps, grey color | 2. INDUSTRIAL COMMUNICATION & TELECONTROL | 2.1 Remote Alarm Units | 305 |  | S11
MY2S-0-0-M-G-4X | Stock Available | 85176200 | Remote alarm unit - security, no relay, clamps, grey, IP66 case | 2. INDUSTRIAL COMMUNICATION & TELECONTROL | 2.1 Remote Alarm Units | 390 |  | S11
MY2S-R-0-M-B | Stock Available | 85176200 | Remote alarm unit - security, relay, clamps, blue color | 2. INDUSTRIAL COMMUNICATION & TELECONTROL | 2.1 Remote Alarm Units | 340 |  | S11
MY2S-R-0-M-B-4X | Stock Available | 85176200 | Remote alarm unit -security, relay, clamps, blue, IP66 case | 2. INDUSTRIAL COMMUNICATION & TELECONTROL | 2.1 Remote Alarm Units | 430 |  | S11
MY2S-R-0-M-G | Stock Available | 85176200 | Remote alarm unit - security, relay, clamps, grey color | 2. INDUSTRIAL COMMUNICATION & TELECONTROL | 2.1 Remote Alarm Units | 340 |  | S11
MY2S-R-0-M-G-4X | Stock Available | 85176200 | Remote alarm unit - security, relay, clamps, grey, IP66 case | 2. INDUSTRIAL COMMUNICATION & TELECONTROL | 2.1 Remote Alarm Units | 430 |  | S11
MY2SL-0-0-M-B | Soon available | 85176200 | Remote alarm unit,security audio, 4G/LTE, clamps, blue case | 2. INDUSTRIAL COMMUNICATION & TELECONTROL | 2.1 Remote Alarm Units | 325 |  | S11
MY2SL-0-0-M-B-4X | Soon available | 85176200 | Remote alarm unit,security audio, 4G/LTE, clamps, IP66 blue case | 2. INDUSTRIAL COMMUNICATION & TELECONTROL | 2.1 Remote Alarm Units | 410 |  | S11
MY2SL-0-0-M-G | Soon available | 85176200 | Remote alarm unit,security audio,4G/LTE, clamps, gray case | 2. INDUSTRIAL COMMUNICATION & TELECONTROL | 2.1 Remote Alarm Units | 325 |  | S11
MY2SL-0-0-M-G-4X | Soon available | 85176200 | Remote alarm unit,security audio, 4G/LTE, clamps, IP66 gray case | 2. INDUSTRIAL COMMUNICATION & TELECONTROL | 2.1 Remote Alarm Units | 410 |  | S11
MY2SL-R-0-M-B | Soon available | 85176200 | Remote alarm unit,security audio,4G/LTE, relays, clamps,blue case | 2. INDUSTRIAL COMMUNICATION & TELECONTROL | 2.1 Remote Alarm Units | 360 |  | S11
MY2SL-R-0-M-B-4X | Soon available | 85176200 | Remote alarm unit,security audio, 4G/LTE, relays, clamps, IP66 blue case | 2. INDUSTRIAL COMMUNICATION & TELECONTROL | 2.1 Remote Alarm Units | 450 |  | S11
MY2SL-R-0-M-G | Soon available | 85176200 | Remote alarm unit,security audio,4G/LTE, relays, clamps, gray case | 2. INDUSTRIAL COMMUNICATION & TELECONTROL | 2.1 Remote Alarm Units | 360 |  | S11
MY2SL-R-0-M-G-4X | Soon available | 85176200 | Remote alarm unit,security audio, 4G/LTE, relays, terminals, IP66 gray case | 2. INDUSTRIAL COMMUNICATION & TELECONTROL | 2.1 Remote Alarm Units | 450 |  | S11
MY3C-1Y | Software / Service | - | 12-month MyAlarm3 Cloud Service Renewal | 2. INDUSTRIAL COMMUNICATION & TELECONTROL | Software / Service | 24 | x | S70
MY3CLOUD-APP | Software / Service | - | iOS / Android MyAlarm3 Cloud management app | 2. INDUSTRIAL COMMUNICATION & TELECONTROL | App | - |  | S03
MY3CLOUD-R-0-0-G | Stock Available | 85176200 | Remote Alarm Unit, Cloud support, relay, grey color | 2. INDUSTRIAL COMMUNICATION & TELECONTROL | 2.1 Remote Alarm Units | 370 |  | S11
MY3CLOUD-R-0-G-G | Stock Available | 85176200 | Remote Alarm Unit, Cloud support, relay, GPS, gray color | 2. INDUSTRIAL COMMUNICATION & TELECONTROL | 2.1 Remote Alarm Units | 420 |  | S11
MY3CL-R-0-0-G | Soon available | 85176200 | Remote Alarm Unit, Cloud support, 4G/LTE, relay, grey color | 2. INDUSTRIAL COMMUNICATION & TELECONTROL | 2.1 Remote Alarm Units | 390 |  | S11
MY3CL-R-0-G-G | Soon available | 85176200 | Remote Alarm Unit,Cloud support, 4G/LTE, relay, GPS, gray color | 2. INDUSTRIAL COMMUNICATION & TELECONTROL | 2.1 Remote Alarm Units | 440 |  | S11
MY-PT-150-3 | Stock Available | 90251900 | PT100 handheld transmitter with PT-150-3-M12 probe | 4. MEASUREMENT AND CONTROL PANEL INSTRUMENTATION | 4.8 Handheld Measurement Systems | 159 |  | S27
MY-PT-150-3R | Stock Available | 90251900 | PT100 handheld transmitter with PT-150-3R-M12 probe | 4. MEASUREMENT AND CONTROL PANEL INSTRUMENTATION | 4.8 Handheld Measurement Systems | 169 |  | S27
MY-PT-250-2 | Stock Available | 90251900 | PT100 handheld transmitter with PT-250-2-M12 probe | 4. MEASUREMENT AND CONTROL PANEL INSTRUMENTATION | 4.8 Handheld Measurement Systems | 184.5 |  | S27
MY-PT-KIT | Stock Available | 90251900 | PT100 hand. trans. kit with PT-150-3,PT-250-2, PT-150-3R | 4. MEASUREMENT AND CONTROL PANEL INSTRUMENTATION | 4.8 Handheld Measurement Systems | 306 |  | S27
MY-SEAL-0-0-0-B | Stock Available | 85176200 | Remote datalogger with SEAL control logic, blue color | 2. INDUSTRIAL COMMUNICATION & TELECONTROL | 2.2 Advanced Dataloggers | 340 |  | S11
MY-SEAL-0-0-0-G | Stock Available | 85176200 | Remote datalogger with SEAL control logic, grey color | 2. INDUSTRIAL COMMUNICATION & TELECONTROL | 2.2 Advanced Dataloggers | 340 |  | S11
MY-SEAL-0-0-G-B | Stock Available | 85176200 | Remote datalogger with SEAL control logic, GPS receiver, blue color | 2. INDUSTRIAL COMMUNICATION & TELECONTROL | 2.2 Advanced Dataloggers | 380 |  | S11
MY-SEAL-0-0-G-G | Stock Available | 85176200 | Remote datalogger with SEAL control logic, GPS receiver, grey color | 2. INDUSTRIAL COMMUNICATION & TELECONTROL | 2.2 Advanced Dataloggers | 380 |  | S11
MY-SEAL-R-0-0-B | Stock Available | 85176200 | Remote datalogger with SEAL control logic, relay board, blue color | 2. INDUSTRIAL COMMUNICATION & TELECONTROL | 2.2 Advanced Dataloggers | 360 |  | S11
MY-SEAL-R-0-0-G | Stock Available | 85176200 | Remote datalogger with SEAL control logic, relay board, grey color | 2. INDUSTRIAL COMMUNICATION & TELECONTROL | 2.2 Advanced Dataloggers | 360 |  | S11
MY-SEAL-R-0-G-B | Stock Available | 85176200 | Remote datalogger with SEAL control logic, relay board, GPS receiver, blue color | 2. INDUSTRIAL COMMUNICATION & TELECONTROL | 2.2 Advanced Dataloggers | 400 |  | S11
MY-SEAL-R-0-G-G | Stock Available | 85176200 | Remote datalogger with SEAL control logic, relay board, GPS receiver, grey color | 2. INDUSTRIAL COMMUNICATION & TELECONTROL | 2.2 Advanced Dataloggers | 400 |  | S11
MY-TC-250-1.5 | Stock Available | 90251900 | TC hand. Trans. with TCK-250-1,5-M12 and TCK-W-1000-M12 | 4. MEASUREMENT AND CONTROL PANEL INSTRUMENTATION | 4.8 Handheld Measurement Systems | 148.5 |  | S27
MY-TC-250-3 | Stock Available | 90251900 | TC hand. trans. with TCK-250-3-M12 and TCK-W-1000-M12 | 4. MEASUREMENT AND CONTROL PANEL INSTRUMENTATION | 4.8 Handheld Measurement Systems | 148.5 |  | S27
MY-TC-AC | Stock Available | 90251900 | TC hand. Trans. with TCK-AC-M12 and TCK-W-1000-M12 | 4. MEASUREMENT AND CONTROL PANEL INSTRUMENTATION | 4.8 Handheld Measurement Systems | 148.5 |  | S27
MY-TC-KIT | Stock Available | 90251900 | TC hand. Trans. Kit with Seneca handled termocouples | 4. MEASUREMENT AND CONTROL PANEL INSTRUMENTATION | 4.8 Handheld Measurement Systems | 233 |  | S27
MY-UT | Stock Available | 90251900 | Temp./Relat. Humidity hand. Trans. with UT-M12 probe | 4. MEASUREMENT AND CONTROL PANEL INSTRUMENTATION | 4.8 Handheld Measurement Systems | 248.5 |  | S27
N
NTC-150 | Stock Available | 90251900 | External NTC probe, 1,5 m, for MyALARM2 | 2. INDUSTRIAL COMMUNICATION & TELECONTROL | 2.1 Remote Alarm Units | 19 |  | S11
P
PCCV150 | Stock Available | 85044090 | Power cord with connector for FH190-24 dot matrix printer | 4. MEASUREMENT AND CONTROL PANEL INSTRUMENTATION | 4.7 Batch Controllers - S-Line | 6 |  | S20
PIV APP | Software / Service | - | App Android for hanheld probes .(MY-PT, MY-TC, MY-UT) | APP | App | - |  | S03
POZZ-100 | Stock Available | 90259000 | Weld-in thermowell, lenght 100 mm | 4. MEASUREMENT AND CONTROL PANEL INSTRUMENTATION | 4.4 Temperature transmitters | 28 |  | S27
POZZ-150 | Stock Available | 90259000 | Weld-in thermowell, lenght 150 mm | 4. MEASUREMENT AND CONTROL PANEL INSTRUMENTATION | 4.4 Temperature transmitters | 31 |  | S27
POZZ-200 | Stock Available | 90259000 | Weld-in thermowell, lenght 200 mm | 4. MEASUREMENT AND CONTROL PANEL INSTRUMENTATION | 4.4 Temperature transmitters | 31 |  | S27
POZZ-250 | Stock Available | 90259000 | Weld-in thermowell, lenght 100 mm | 4. MEASUREMENT AND CONTROL PANEL INSTRUMENTATION | 4.4 Temperature transmitters | 33 |  | S27
POZZ-300 | Stock Available | 90259000 | Weld-in thermowell, lenght 100 mm | 4. MEASUREMENT AND CONTROL PANEL INSTRUMENTATION | 4.4 Temperature transmitters | 33 |  | S27
POZZ-50 | Stock Available | 90259000 | Weld-in thermowell, lenght 100 mm | 4. MEASUREMENT AND CONTROL PANEL INSTRUMENTATION | 4.4 Temperature transmitters | 28 |  | S27
PT100-100 | Stock Available | 90251900 | Pt100 std length 100 mm | 4. MEASUREMENT AND CONTROL PANEL INSTRUMENTATION | 4.4 Temperature transmitters | 106 |  | S27
PT100-100-MA | Stock Available | 90251900 | Pt100 std length 100 mm, 4-20 mA output | 4. MEASUREMENT AND CONTROL PANEL INSTRUMENTATION | 4.4 Temperature transmitters | 158 |  | S27
PT100-150 | Stock Available | 90251900 | Pt100 std length 150 mm | 4. MEASUREMENT AND CONTROL PANEL INSTRUMENTATION | 4.4 Temperature transmitters | 108 |  | S27
PT100-150-MA | Stock Available | 90251900 | Pt100 std length 150 mm, 4-20 mA output | 4. MEASUREMENT AND CONTROL PANEL INSTRUMENTATION | 4.4 Temperature transmitters | 161 |  | S27
PT100-200 | Stock Available | 90251900 | Pt100 std length 200 mm | 4. MEASUREMENT AND CONTROL PANEL INSTRUMENTATION | 4.4 Temperature transmitters | 113 |  | S27
PT100-200-MA | Stock Available | 90251900 | Pt100 std length 200 mm, 4-20 mA output | 4. MEASUREMENT AND CONTROL PANEL INSTRUMENTATION | 4.4 Temperature transmitters | 164 |  | S27
PT100-250 | Stock Available | 90251900 | Pt100 std length 250 mm | 4. MEASUREMENT AND CONTROL PANEL INSTRUMENTATION | 4.4 Temperature transmitters | 116 |  | S27
PT100-250-MA | Stock Available | 90251900 | Pt100 std length 250 mm, 4-20 mA output | 4. MEASUREMENT AND CONTROL PANEL INSTRUMENTATION | 4.4 Temperature transmitters | 168 |  | S27
PT100-300 | Stock Available | 90251900 | Pt100 std length 300 mm | 4. MEASUREMENT AND CONTROL PANEL INSTRUMENTATION | 4.4 Temperature transmitters | 118 |  | S27
PT100-300-MA | Stock Available | 90251900 | Pt100 std length 300 mm, 4-20 mA output | 4. MEASUREMENT AND CONTROL PANEL INSTRUMENTATION | 4.4 Temperature transmitters | 170 |  | S27
PT100-50 | Stock Available | 90251900 | Pt100 std length 50 mm | 4. MEASUREMENT AND CONTROL PANEL INSTRUMENTATION | 4.4 Temperature transmitters | 103 |  | S27
PT100-50-MA | Stock Available | 90251900 | Pt100 std length 50 mm, 4-20 mA output | 4. MEASUREMENT AND CONTROL PANEL INSTRUMENTATION | 4.4 Temperature transmitters | 154 |  | S27
PT100-A | Stock Available | 90251900 | Atmosphere PT100 | 4. MEASUREMENT AND CONTROL PANEL INSTRUMENTATION | 4.4 Temperature transmitters | 118 |  | S27
PT100-A-MA | Stock Available | 90251900 | Atmosphere PT100, 4-20 mA output | 4. MEASUREMENT AND CONTROL PANEL INSTRUMENTATION | 4.4 Temperature transmitters | 170 |  | S27
PT100-SOLAR | Stock Available | 90251900 | Single element 3 wires Pt100 for photovoltaic modules | 4. MEASUREMENT AND CONTROL PANEL INSTRUMENTATION | 4.4 Temperature transmitters | 79 |  | S27
PT100-SOLAR-MA | Stock Available | 90251900 | Single element Pt100 for PV modules, out 4-20 mA | 4. MEASUREMENT AND CONTROL PANEL INSTRUMENTATION | 4.4 Temperature transmitters | 130 |  | S27
PT-150-3-M12 | Stock Available | 90251900 | PT100 class B, d=3 mm, L= 150 mm, M12 connector | 4. MEASUREMENT AND CONTROL PANEL INSTRUMENTATION | 4.8 Handheld Measurement Systems | 69 |  | S27
PT-150-3R-M12 | Stock Available | 90251900 | PT100 class B, d=3 mm, L= 150 mm, tapered terminal, M12 | 4. MEASUREMENT AND CONTROL PANEL INSTRUMENTATION | 4.8 Handheld Measurement Systems | 76 |  | S27
PT-250-2-M12 | Stock Available | 90251900 | PT100 class B, d=2 mm, L= 250 mm, M12 connector | 4. MEASUREMENT AND CONTROL PANEL INSTRUMENTATION | 4.8 Handheld Measurement Systems | 88 |  | S27
R
R-16DI-8DO | Stock Available | 85389091 | 16-CH digital inputs / 8-CH digital relay outputs Modbus TCP-IP / Modbus RTU module (2 ETH) | 1. DATA ACQUISITION AND AUTOMATION | 1.1.5 ModBUS RTU / TCP-IP IO Modules - R Line | 360 |  | S26
R-16DI-8DO-P | Stock Available | 85389091 | 16-CH digital inputs / 8 digital relay outputs Profinet IO module (2 ETH) | 1. DATA ACQUISITION AND AUTOMATION | 1.1.6 Profinet IO - IO Modules - R-Line | 360 |  | S26
R203-1-L | Stock Available | 90303900 | 3-phase Power Meter, 1xETH, 24 Vdc, ModBUS RTU/TCP-IP | 3. POWER MONITORING & ELECTRICAL MEASUREMENT | 3.1.1 Modbus / Ethernet Power Meters - R203 Series | 325 |  | S12
R203-1-H | Stock Available | 90303900 | 3-phase Power Meter, 1xETH, 90-264 Vac, ModBUS RTU/TCP-IP | 3. POWER MONITORING & ELECTRICAL MEASUREMENT | 3.1.1 Modbus / Ethernet Power Meters - R203 Series | 310 |  | S12
R203-1-L-P | Stock Available | 90303900 | 3-phase Power Meter, 1xETH, 24 Vdc, Profinet IO | 3. POWER MONITORING & ELECTRICAL MEASUREMENT | 3.1.1 Modbus / Ethernet Power Meters - R203 Series | 325 |  | S12
R203-1-H-P | Stock Available | 90303900 | 3-phase Power Meter, 1xETH, 90-264 Vac, Profinet IO | 3. POWER MONITORING & ELECTRICAL MEASUREMENT | 3.1.1 Modbus / Ethernet Power Meters - R203 Series | 310 |  | S12
R203-2-L | Stock Available | 90303900 | 3-phase Power Meter, 2xETH,24 Vdc, ModBUS RTU/TCP-IP | 3. POWER MONITORING & ELECTRICAL MEASUREMENT | 3.1.1 Modbus / Ethernet Power Meters - R203 Series | 345 |  | S12
R203-2-H | Stock Available | 90303900 | 3-phase Power Meter, 2xETH, 90-264 Vac, ModBUS RTU/TCP-IP | 3. POWER MONITORING & ELECTRICAL MEASUREMENT | 3.1.1 Modbus / Ethernet Power Meters - R203 Series | 330 |  | S12
R203-2-L-P | Stock Available | 90303900 | 3-phase Power Meter, 2xETH, 24 Vdc, Profinet IO | 3. POWER MONITORING & ELECTRICAL MEASUREMENT | 3.1.1 Modbus / Ethernet Power Meters - R203 Series | 345 |  | S12
R203-2-H-P | Stock Available | 90303900 | 3-phase Power Meter, 2xETH, 90-264 Vac, Profinet IO | 3. POWER MONITORING & ELECTRICAL MEASUREMENT | 3.1.1 Modbus / Ethernet Power Meters - R203 Series | 330 |  | S12
R-32DIDO | Until stock lasts | 85389091 | 32-CH digital inputs / outputs Modbus TCP-IP / Modbus RTU (2 ETH) | 1. DATA ACQUISITION AND AUTOMATION | 1.1.5 ModBUS RTU / TCP-IP IO Modules - R Line | 370 |  | S26
R-32DIDO-P | Until stock lasts | 85389091 | 32-CH digital inputs / outputs Profinet IO (2 ETH) | 1. DATA ACQUISITION AND AUTOMATION | 1.1.6 Profinet IO - IO Modules - R-Line | 370 |  | S26
R-32DIDO-2 | Stock Available | 85389091 | 32-CH digital inputs / outputs Modbus TCP-IP / Modbus RTU (2 ETH) | 1. DATA ACQUISITION AND AUTOMATION | 1.1.5 ModBUS RTU / TCP-IP IO Modules - R Line | 370 |  | S26
R-32DIDO-2-P | Stock Available | 85389091 | 32-CH digital inputs / outputs Profinet IO (2 ETH) | 1. DATA ACQUISITION AND AUTOMATION | 1.1.6 Profinet IO - IO Modules - R-Line | 370 |  | S26
R-8AI-8DIDO | Until stock lasts | 85389091 | 8-CH analog inputs / 8-CH digital inputs / outputs Modbus TCP-IP / Modbus RTU module (2 ETH) | 1. DATA ACQUISITION AND AUTOMATION | 1.1.5 ModBUS RTU / TCP-IP IO Modules - R Line | 380 |  | S26
R-8AI-8DIDO-P | Until stock lasts | 85389091 | 8-CHanalog inputs / 8-CH digital inputs / outputs Profinet IO module (2 ETH) | 1. DATA ACQUISITION AND AUTOMATION | 1.1.6 Profinet IO - IO Modules - R-Line | 380 |  | S26
R-8AI-8DIDO-2 | Soon available | 85389091 | 8-CH analog inputs / 8-CH digital inputs / outputs Modbus TCP-IP / Modbus RTU module (2 ETH) | 1. DATA ACQUISITION AND AUTOMATION | 1.1.5 ModBUS RTU / TCP-IP IO Modules - R Line | 380 |  | S26
R-8AI-8DIDO-2-P | Soon available | 85389091 | 8-CHanalog inputs / 8-CH digital inputs / outputs Profinet IO module (2 ETH) | 1. DATA ACQUISITION AND AUTOMATION | 1.1.6 Profinet IO - IO Modules - R-Line | 380 |  | S26
RADIO SETUP | Software / Service | - | Configuration software Z-AIR-1, RM169-1, RTURADIO 169 | 2. INDUSTRIAL COMMUNICATION & TELECONTROL | 2.10 Radio Modules | - |  | S03
R-BT1 | Soon available | 85076000 | Single battery pack | 2. INDUSTRIAL COMMUNICATION & TELECONTROL | 2.5 Networking | 7 |  | S27
R-BT2 | Soon available | 85076000 | Double battery pack 3.6V | 2. INDUSTRIAL COMMUNICATION & TELECONTROL | 2.5 Networking | 19 |  | S27
RC150-025-100-10 | Available within 30 dd | 85437090 | Rogowski Coil L=25cm Øint.8cm,100mV/1KA-50Hz,cable L=10mt. | 3. POWER MONITORING & ELECTRICAL MEASUREMENT | 3.5 Rogowski Coils | 136 |  | S23
RC150-025-100-3M | Stock Available | 85437090 | Rogowski Coil L=25cm Øint.8cm,100mV/1KA-50Hz,cable L=3mt. | 3. POWER MONITORING & ELECTRICAL MEASUREMENT | 3.5 Rogowski Coils | 100 |  | S23
RC150-025-100-5M | Available within 30 dd | 85437090 | Rogowski Coil L=25cm Øint.8cm,100mV/1KA-50Hz,cable L=5mt. | 3. POWER MONITORING & ELECTRICAL MEASUREMENT | 3.5 Rogowski Coils | 110 |  | S23
RC150-035-100-3M | Available within 30 dd | 85437090 | Rogowski Coil L=35cm Øint.11cm,100mV/1KA-50Hz,cable L=3mt. | 3. POWER MONITORING & ELECTRICAL MEASUREMENT | 3.5 Rogowski Coils | 104 |  | S23
RC150-035-100-5M | Available within 30 dd | 85437090 | Rogowski Coil L=35cm Øint.11cm,100mV/1KA-50Hz,cable L=5mt. | 3. POWER MONITORING & ELECTRICAL MEASUREMENT | 3.5 Rogowski Coils | N.D. |  | S23
RC150-035-100-10 | Available within 30 dd | 85437090 | Rogowski Coil L=35cm Øint.11cm,100mV/1KA-50Hz,cable L=10mt. | 3. POWER MONITORING & ELECTRICAL MEASUREMENT | 3.5 Rogowski Coils | N.A. |  | S23
RC150-040-100-10 | Available within 30 dd | 85437090 | Rogowski Coil L=40cm Øint.12cm,100mV/1KA-50Hz,cable L=10mt. | 3. POWER MONITORING & ELECTRICAL MEASUREMENT | 3.5 Rogowski Coils | 140 |  | S23
RC150-040-100-3M | Stock Available | 85437090 | Rogowski Coil L=40cm Øint.12cm,100mV/1KA-50Hz,cable L=3mt. | 3. POWER MONITORING & ELECTRICAL MEASUREMENT | 3.5 Rogowski Coils | 104 |  | S23
RC150-040-100-5M | Available within 30 dd | 85437090 | Rogowski Coil L=40cm Øint.12cm,100mV/1KA-50Hz,cable L=5mt. | 3. POWER MONITORING & ELECTRICAL MEASUREMENT | 3.5 Rogowski Coils | 113 |  | S23
RC150-060-100-10 | Available within 30 dd | 85437090 | Rogowski Coil L=60cm Øint.19cm,100mV/1KA-50Hz,cable L=10mt. | 3. POWER MONITORING & ELECTRICAL MEASUREMENT | 3.5 Rogowski Coils | 159 |  | S23
RC150-060-100-3M | Stock Available | 85437090 | Rogowski Coil L=60cm Øint.19cm,100mV/1KA-50Hz,cable L=3mt. | 3. POWER MONITORING & ELECTRICAL MEASUREMENT | 3.5 Rogowski Coils | 110 |  | S23
RC150-060-100-5M | Available within 30 dd | 85437090 | Rogowski Coil L=60cm Øint.19cm,100mV/1KA-50Hz,cable L=5mt. | 3. POWER MONITORING & ELECTRICAL MEASUREMENT | 3.5 Rogowski Coils | 123 |  | S23
RC150-090-100-10 | Available within 30 dd | 85437090 | Rogowski Coil L=90cm Øint.28cm,100mV/1KA-50Hz,cable L=10mt. | 3. POWER MONITORING & ELECTRICAL MEASUREMENT | 3.5 Rogowski Coils | 203 |  | S23
RC150-090-100-3M | Available within 30 dd | 85437090 | Rogowski Coil L=90cm Øint.28cm,100mV/1KA-50Hz,cable L=3mt. | 3. POWER MONITORING & ELECTRICAL MEASUREMENT | 3.5 Rogowski Coils | 155 |  | S23
RC150-090-100-5M | Available within 30 dd | 85437090 | Rogowski Coil L=90cm Øint.28cm,100mV/1KA-50Hz,cable L=5mt. | 3. POWER MONITORING & ELECTRICAL MEASUREMENT | 3.5 Rogowski Coils | 168 |  | S23
RC150-120-100-3M | Available within 30 dd | 85437090 | Rogowski Coil L=120cm Øint.38cm,100mV/1KA-50Hz,cable L=3mt. | 3. POWER MONITORING & ELECTRICAL MEASUREMENT | 3.5 Rogowski Coils | 250 |  | S23
RC150-120-100-5M | Available within 30 dd | 85437090 | Rogowski Coil L=120cm Øint.38cm,100mV/1KA-50Hz,cable L=5mt. | 3. POWER MONITORING & ELECTRICAL MEASUREMENT | 3.5 Rogowski Coils | N.A. |  | S23
RC150-130-100-5M | Available within 30 dd | 85437090 | Rogowski Coil L=130cm Øint.38cm,100mV/1KA-50Hz,cable L=5mt. | 3. POWER MONITORING & ELECTRICAL MEASUREMENT | 3.5 Rogowski Coils | N.D. |  | S23
RC150-180-100-3M | Available within 30 dd | 85437090 | Rogowski Coil L=180cm Øint.57cm,100mV/1KA-50Hz,cable L=3mt. | 3. POWER MONITORING & ELECTRICAL MEASUREMENT | 3.5 Rogowski Coils | 402 |  | S23
RC150-280-100-5M | Available within 30 dd | 85437090 | Rogowski Coil L=280cm Øint.89cm,100mV/1KA-50Hz,cable L=5mt. | 3. POWER MONITORING & ELECTRICAL MEASUREMENT | 3.5 Rogowski Coils | N.D. |  | S23
RC150-300-100-5M | Available within 30 dd | 85437090 | Rogowski Coil L=300cm Øint.96cm,100mV/1KA-50Hz,cable L=5mt. | 3. POWER MONITORING & ELECTRICAL MEASUREMENT | 3.5 Rogowski Coils | N.D. |  | S23
RC190-030-333-3M | Available within 30 dd | 85437090 | Rogowski sensor L-coil=30cm, Øint. 9cm, 333mV/1KA-50Hz, L=3mt | 3. POWER MONITORING & ELECTRICAL MEASUREMENT | 3.5 Rogowski Coils | 123 |  | S23
RC190-030-333-5M | Available within 30 dd | 85437090 | Rogowski sensor L-coil=30cm, Øint. 9cm, 333mV/1KA-50Hz, L=5mt | 3. POWER MONITORING & ELECTRICAL MEASUREMENT | 3.5 Rogowski Coils | N.A. |  | S23
RC190-035-333-3M | Available within 30 dd | 85437090 | Rogowski sensor L-coil=35cm, Øint. 9cm, 333mV/1KA-50Hz, L=3mt | 3. POWER MONITORING & ELECTRICAL MEASUREMENT | 3.5 Rogowski Coils | 127 |  | S23
RC190-060-333-3M | Available within 30 dd | 85437090 | Rogowski sensor L-coil=60cm, Øint. 9cm, 333mV/1KA-50Hz, L=3mt | 3. POWER MONITORING & ELECTRICAL MEASUREMENT | 3.5 Rogowski Coils | 134 |  | S23
RC190-090-333-3M | Available within 30 dd | 85437090 | Rogowski sensor L-coil=90cm, Øint. 9cm, 333mV/1KA-50Hz, L=3mt | 3. POWER MONITORING & ELECTRICAL MEASUREMENT | 3.5 Rogowski Coils | 188 |  | S23
RC190-160-333-3M | Available within 30 dd | 85437090 | Rogowski sensor L-coil=160cm, Øint. 9cm, 333mV/1KA-50Hz, L=3mt | 3. POWER MONITORING & ELECTRICAL MEASUREMENT | 3.5 Rogowski Coils | N.D. |  | S23
R-COMM-0-4GWW | Stock Available | 85176200 | Communication module with 4GWW modem | 2. INDUSTRIAL COMMUNICATION & TELECONTROL | 2.5 Networking | 214 |  | S17
R-COMM-B-4GWW | Stock Available | 85176200 | Communication module with mini UPS and 4GWW modem | 2. INDUSTRIAL COMMUNICATION & TELECONTROL | 2.5 Networking | 255 |  | S17
RC-V250-100 | Stock Available | 85437090 | Rogowski coil, 100 mv/kA output, 50-60 Hz, Ø 65 mm | 3. POWER MONITORING & ELECTRICAL MEASUREMENT | 3.1.2 Modbus Power Meters - S203 Series | 61 |  | S23
RC-V400-050 | Stock Available | 85437090 | Rogowski coil, 50 mv/kA output, 50-60 Hz, Ø 115 mm | 3. POWER MONITORING & ELECTRICAL MEASUREMENT | 3.1.2 Modbus Power Meters - S203 Series | 65 |  | S23
RC-V400-100 | Stock Available | 85437090 | Rogowski coil, 100 mv/kA output, 50-60 Hz, Ø 115 mm | 3. POWER MONITORING & ELECTRICAL MEASUREMENT | 3.1.2 Modbus Power Meters - S203 Series | 94.5 |  | S23
RC-V500-100 | Stock Available | 85437090 | Rogowski coil, 100 mv/kA output, 50-60 Hz, Ø 147 mm | 3. POWER MONITORING & ELECTRICAL MEASUREMENT | 3.1.2 Modbus Power Meters - S203 Series | 73 |  | S23
R-GWR | Stock Available | 85171800 | ModBUS gateway for wireless sensors | 2. INDUSTRIAL COMMUNICATION & TELECONTROL | 2.10 Radio Modules | 320 |  | S28
R-GWR-AF | Soon available | 85171800 | Anti-Flooding sensor cable | 2. INDUSTRIAL COMMUNICATION & TELECONTROL | 2.10 Radio Modules | 14 |  | S28
R-GWR-IP-1 | Stock Available | 85171800 | LoRa industrial sensor with analog/digital input | 2. INDUSTRIAL COMMUNICATION & TELECONTROL | 2.10 Radio Modules | 160 |  | S28
R-GWR-IP-2 | Stock Available | 85171800 | Sensore industriale LoRa con ingresso analogico/digitale, batteria doppia | 2. INDUSTRIAL COMMUNICATION & TELECONTROL | 2.10 Radio Modules | 180 |  | S28
R-GWR-S-1 | Stock Available | 85171800 | LoRa home automation sensor with analog/digital input and anti flooding | 2. INDUSTRIAL COMMUNICATION & TELECONTROL | 2.10 Radio Modules | 160 |  | S28
R-KEY-LT | Stock Available | 85176200 | ModBUS RTU/ASCII↔TCP-IP/universal (ModBUS; Profinent, Ethernet/IP) gateway, 1 serial port, 1 Ethernet port | 2. INDUSTRIAL COMMUNICATION & TELECONTROL | 2.5 Networking | 135 |  | S28
R-KEY-LT-E | Stock Available | 85176200 | ModBUS → Ethernet/IP gateway (1 serial port, 1 Ethernet port) | 2. INDUSTRIAL COMMUNICATION & TELECONTROL | 2.5 Networking | 135 |  | S28
R-KEY-LT-P | Stock Available | 85176200 | ModBUS ↔ Profinet IO gateway (1 serial port, 1 Ethernet port) | 2. INDUSTRIAL COMMUNICATION & TELECONTROL | 2.5 Networking | 135 |  | S28
R-KEY-MBUS | Stock Available | 85176200 | ModBUS ↔ M-BUS gateway (1 M-BUS port, 1 serial port, 1 Ethernet port) | 2. INDUSTRIAL COMMUNICATION & TELECONTROL | 2.5 Networking | 220 |  | S28
RM169-1 | Stock Available | 85171800 | 169MHZ Radiomodem, 1DI,1DO,1RS485, BNC-F connector, RED directive | 2. INDUSTRIAL COMMUNICATION & TELECONTROL | 2.10 Radio Modules | 410 |  | S21
RM169-1-169DV12 | Stock Available | 85171800 | 169MHZ Radiomodem, 1DI,1DO,1RS485, vertical dipole antenna, RED directive | 2. INDUSTRIAL COMMUNICATION & TELECONTROL | 2.10 Radio Modules | 578 |  | S21
RM169-1-DV12-10 | Stock Available | 85171800 | 169MHZ Radiomodem, 1DI,1DO,1RS485, vertical dipole antenna, 10 mt. RED directive | 2. INDUSTRIAL COMMUNICATION & TELECONTROL | 2.10 Radio Modules | 716 |  | S21
RM169-1-169DV14 | Stock Available | 85171800 | 169MHZ Radiomodem, 1DI,1DO,1RS485, vertical stilo antenna, RED directive | 2. INDUSTRIAL COMMUNICATION & TELECONTROL | 2.10 Radio Modules | 454 |  | S21
RM169-1-169YAGI | Stock Available | 85171800 | 169MHZ Radiomodem, 1DI,1DO,1RS485, 3 elements Yagi antenna, RED directive | 2. INDUSTRIAL COMMUNICATION & TELECONTROL | 2.10 Radio Modules | 751 |  | S21
R-PASS-0-4-0 | Stock Available | 85176200 | IIoT Edge Gateway with 4 Ethernet ports | 2. INDUSTRIAL COMMUNICATION & TELECONTROL | 2.6 LET'S - VPN / IoT Connectivity | 624 |  | S17
R-PASS-0-4-E | Stock Available | 85176200 | IIoT Edge Controller Straton with Energy protocols and 4 Ethernet ports | 3. POWER MONITORING & ELECTRICAL MEASUREMENT | 3.9 Energy Management Controllers | 739 |  | S17
R-PASS-0-4-S | Stock Available | 84714100 | IIoT Edge Controller Straton with 4 Ethernet Ports | 1. DATA ACQUISITION AND AUTOMATION | 1.2 Multifunction Controllers - IEC 61131-3 | 739 |  | S17
R-PASS-W-4-0 | Stock Available | 85176200 | IIoT Edge Gateway with Wi-Fi and 4 Ethernet ports | 2. INDUSTRIAL COMMUNICATION & TELECONTROL | 2.6 LET'S - VPN / IoT Connectivity | 665 |  | S17
R-PASS-W-4-E | Stock Available | 85176200 | IIoT Edge Controller Straton with Energy protocols, Wi-Fi and 4 Ethernet ports | 3. POWER MONITORING & ELECTRICAL MEASUREMENT | 3.9 Energy Management Controllers | 775 |  | S17
R-PASS-W-4-S | Stock Available | 84714100 | IIoT Edge Controller Straton with Wi-Fi and 4 Ethernet ports | 1. DATA ACQUISITION AND AUTOMATION | 1.2 Multifunction Controllers - IEC 61131-3 | 775 |  | S17
R-SG3 | Stock Available | 85389091 | Strain gauge Modbus TCP-IP / Modbus RTU converter module | 1. DATA ACQUISITION AND AUTOMATION | 1.1.5 ModBUS RTU / TCP-IP IO Modules - R Line | 240 |  | S26
R-SG3-P | Stock Available | 85389091 | Strain gauge Profinet IO converter module | 1. DATA ACQUISITION AND AUTOMATION | 1.1.6 Profinet IO - IO Modules - R-Line | 240 |  | S26
RTU-LP-ST | While stocks last | 85171800 | Low power RTU, FTP version, 4DI, 2AI, 2DO | 2. INDUSTRIAL COMMUNICATION & TELECONTROL | 2.4 Low Power RTUs | 459 |  | S80
RTU-LP-ST1 | While stocks last | 85171800 | Low power RTU, FTP version, 4DI, 2AI, 2DO, single battery pack | 2. INDUSTRIAL COMMUNICATION & TELECONTROL | 2.4 Low Power RTUs | 576.5 |  | S80
RTU-LP-ST2 | While stocks last | 85171800 | Low power RTU, FTP version, 4DI, 2AI, 2DO, double battery pack | 2. INDUSTRIAL COMMUNICATION & TELECONTROL | 2.4 Low Power RTUs | 661.5 |  | S80
RTURADIO-169 | Stock Available | 85171800 | Radiomodem 169MHZ, 4DI, 2DO, 2AO, 2AI, RS485 | 2. INDUSTRIAL COMMUNICATION & TELECONTROL | 2.10 Radio Modules | 966 |  | S18
RTURADIO-169DV12 | Stock Available | 85171800 | Radiomodem 169MHZ, 4DI, 2DO, 2AO, 2AI, RS485, dipole | 2. INDUSTRIAL COMMUNICATION & TELECONTROL | 2.10 Radio Modules | 1134 |  | S18
RTURADIO-DV12-10 | Stock Available | 85171800 | Radiomodem 169MHZ, 4DI, 2DO, 2AO, 2AI, RS485, dipole 10 mt | 2. INDUSTRIAL COMMUNICATION & TELECONTROL | 2.10 Radio Modules | 1272 |  | S18
RTURADIO-169DV14 | Stock Available | 85171800 | Radiomodem 169MHZ, 4DI, 2DO, 2AO, 2AI, RS485, vertical | 2. INDUSTRIAL COMMUNICATION & TELECONTROL | 2.10 Radio Modules | 1010 |  | S18
RTURADIO-169YAGI | Stock Available | 85171800 | Radiomodem169MHZ, 4DI, 2DO, 2AO, 2AI, RS485, yagi | 2. INDUSTRIAL COMMUNICATION & TELECONTROL | 2.10 Radio Modules | 1307 |  | S18
RZACEA020 | Stock Available | 85235110 | Remote Access Card for HMI Visual | 1. DATA ACQUISITION AND AUTOMATION | 1.6 HMI Operator Panels | 119 |  | S25
S
S100S-1-ST | Stock Available | 85044090 | Current loop dual power supply, 115 / 230 Vac | 4. MEASUREMENT AND CONTROL PANEL INSTRUMENTATION | 4.3 High Voltage Converters, Isolators, Power Supplies (S-Line) | 70 |  | S10
S107P | Stock Available | 85437090 | RS232 - RS485/422 serial converter, portable version | 2. INDUSTRIAL COMMUNICATION & TELECONTROL | 2.8 Serial / USB Interfaces | 160.5 |  | S10
S107USB | Stock Available | 85437090 | RS485/USB serial converter, portable version | 2. INDUSTRIAL COMMUNICATION & TELECONTROL | 2.8 Serial / USB Interfaces | 97 |  | S10
S109REG-1-ST | Stock Available | 85437090 | DC current - voltage converter/isolator, 115/230 Vac | 4. MEASUREMENT AND CONTROL PANEL INSTRUMENTATION | 4.3 High Voltage Converters, Isolators, Power Supplies (S-Line) | 180 |  | S10
S109REG-1-X7 | Stock Available | 85437090 | DC curr.-volt. conv./isol., 115/230 Vac, max in 200 Vdc | 4. MEASUREMENT AND CONTROL PANEL INSTRUMENTATION | 4.3 High Voltage Converters, Isolators, Power Supplies (S-Line) | 180 |  | S10
S109S-1-ST | Stock Available | 85437090 | Galvanic isolator for 4-20 mA current loop, 115/230 Vac | 4. MEASUREMENT AND CONTROL PANEL INSTRUMENTATION | 4.3 High Voltage Converters, Isolators, Power Supplies (S-Line) | 99 |  | S10
S112A-1-ST | While stocks last | 85437090 | On/Off digital amplifier, 1 relay output, 115 / 230 Vac | 4. MEASUREMENT AND CONTROL PANEL INSTRUMENTATION | 4.3 High Voltage Converters, Isolators, Power Supplies (S-Line) | 99 |  | S10
S112M-1-ST | Stock Available | 85437090 | On/Off digital amplifier, 5 relay output, 115 / 230 Vac | 4. MEASUREMENT AND CONTROL PANEL INSTRUMENTATION | 4.3 High Voltage Converters, Isolators, Power Supplies (S-Line) | 172 |  | S10
S112M-23-ST | Stock Available | 85437090 | On/Off digital amplifier, 5 relay output, 24 Vac/dc | 4. MEASUREMENT AND CONTROL PANEL INSTRUMENTATION | 4.3 High Voltage Converters, Isolators, Power Supplies (S-Line) | 172 |  | S10
S117P1 | Stock Available | 85437090 | RS232/USB, TTL/USB, RS485/USB serial converter | 2. INDUSTRIAL COMMUNICATION & TELECONTROL | 2.8 Serial / USB Interfaces | 180 |  | S10
S170-1-ST | Stock Available | 85437090 | DC duplicator - isolator, 115 / 230 Vac | 4. MEASUREMENT AND CONTROL PANEL INSTRUMENTATION | 4.3 High Voltage Converters, Isolators, Power Supplies (S-Line) | 195 |  | S10
S201RC-LP | Stock Available | 85437090 | Loop powered current converter for Rogowski Coils | 3. POWER MONITORING & ELECTRICAL MEASUREMENT | 3.8 Energy Measurement Converters | 80 |  | S20
S203RC-D | Stock Available | 90303370 | Three-phase Network Analyzer for Rogowski’s sensor | 3. POWER MONITORING & ELECTRICAL MEASUREMENT | 3.1.2 Modbus Power Meters - S203 Series | 240 |  | S12
S203TA-D | Stock Available | 90303370 | AC three phase network analyzer with energy meter | 3. POWER MONITORING & ELECTRICAL MEASUREMENT | 3.1.2 Modbus Power Meters - S203 Series | 240 |  | S12
S20ADP | Stock Available | 85389091 | Input adapter board self-powered for S20N1, S21N1, S30 | 4. MEASUREMENT AND CONTROL PANEL INSTRUMENTATION | 4.7 Batch Controllers - S-Line | 44 |  | S10
S20ADP-CM | Stock Available | 85389091 | Self-powered input adapter board for S20N1, S21N1, S30 | 4. MEASUREMENT AND CONTROL PANEL INSTRUMENTATION | 4.7 Batch Controllers - S-Line | 52 |  | S10
S20ADP-CM-S | Stock Available | 85389091 | Adapter module for sinusoidal sensor input | 1. DATA ACQUISITION AND AUTOMATION | 1.8 Accessories | 61.5 |  | S10
S20ADP-IP65 | Stock Available | 85389091 | IP65 self-powered input adapter board | 4. MEASUREMENT AND CONTROL PANEL INSTRUMENTATION | 4.7 Batch Controllers - S-Line | 75 |  | S10
S20N1-1-ST | Stock Available | 90268020 | Batch controller, 115 / 230 Vac | 4. MEASUREMENT AND CONTROL PANEL INSTRUMENTATION | 4.7 Batch Controllers - S-Line | 480 |  | S10
S20N1-23-ST | Stock Available | 90268020 | Batch controller, 24 Vac / dc | 4. MEASUREMENT AND CONTROL PANEL INSTRUMENTATION | 4.7 Batch Controllers - S-Line | 500 |  | S10
S20N1EX-1-ST | Stock Available | 90268020 | Batch controller in EExd case, 115 / 230 Vac | 4. MEASUREMENT AND CONTROL PANEL INSTRUMENTATION | 4.7 Batch Controllers - S-Line | 3250 |  | S10
S20N1EX-23-ST | Stock Available | 90268020 | Batch controller in EExd case, 24 Vac/dc | 4. MEASUREMENT AND CONTROL PANEL INSTRUMENTATION | 4.7 Batch Controllers - S-Line | 3250 |  | S10
S20N1IP65-1-ST | Stock Available | 90268020 | Batch controller in IP65 case, 115 / 230 Vac | 4. MEASUREMENT AND CONTROL PANEL INSTRUMENTATION | 4.7 Batch Controllers - S-Line | 1750 |  | S10
S20N1IP65-23-ST | Stock Available | 90268020 | Batch controller in IP65 case, 24 Vac/dc | 4. MEASUREMENT AND CONTROL PANEL INSTRUMENTATION | 4.7 Batch Controllers - S-Line | 1750 |  | S10
S20N1-KIT-1-ST | Stock Available | 90268020 | S20N1 / S21N1 remote board, 115 / 230 Vac | 4. MEASUREMENT AND CONTROL PANEL INSTRUMENTATION | 4.7 Batch Controllers - S-Line | 110 |  | S10
S20N1-KIT-23-ST | Stock Available | 90268020 | S20N1 / S21N1 remote board, 24 Vac/dc | 4. MEASUREMENT AND CONTROL PANEL INSTRUMENTATION | 4.7 Batch Controllers - S-Line | 110 |  | S10
S21N1-1-ST | Stock Available | 90268020 | Batch controller with advanced functions, 115 / 230 Vac | 4. MEASUREMENT AND CONTROL PANEL INSTRUMENTATION | 4.7 Batch Controllers - S-Line | 480 |  | S10
S21N1-23-ST | Stock Available | 90268020 | Batch controller with advanced functions, 24 Vac / dc | 4. MEASUREMENT AND CONTROL PANEL INSTRUMENTATION | 4.7 Batch Controllers - S-Line | 500 |  | S10
S21N1EX-1-ST | Stock Available | 90268020 | Batch controller EExd, advanced functions, 115/230 Vac | 4. MEASUREMENT AND CONTROL PANEL INSTRUMENTATION | 4.7 Batch Controllers - S-Line | 3250 |  | S10
S21N1EX-23-ST | Stock Available | 90268020 | Batch controller Eexd, advanced functions, 24 Vac/dc | 4. MEASUREMENT AND CONTROL PANEL INSTRUMENTATION | 4.7 Batch Controllers - S-Line | 3250 |  | S10
S21N1IP65-1-ST | Stock Available | 90268020 | Batch controller IP65, advanced functions, 115/230 Vac | 4. MEASUREMENT AND CONTROL PANEL INSTRUMENTATION | 4.7 Batch Controllers - S-Line | 1750 |  | S10
S21N1IP65-23-ST | Stock Available | 90268020 | Batch controller IP65, advanced functions, 24 Vac/dc | 4. MEASUREMENT AND CONTROL PANEL INSTRUMENTATION | 4.7 Batch Controllers - S-Line | 1750 |  | S10
S232-FO-MONO-DL | Available within 15 dd | 85437090 | RS232 - single mode fiber, double loop converter | 2. INDUSTRIAL COMMUNICATION & TELECONTROL | 2.9 Fiber Optic Interfaces | 775 |  | S22
S232-FO-MONO-SL | Available within 15 dd | 85437090 | RS232 - single mode fiber, single loop converter | 2. INDUSTRIAL COMMUNICATION & TELECONTROL | 2.9 Fiber Optic Interfaces | 634 |  | S22
S232-FO-MULTI-DL | Available within 15 dd | 85437090 | RS232 - multi mode fiber, double loop converter | 2. INDUSTRIAL COMMUNICATION & TELECONTROL | 2.9 Fiber Optic Interfaces | 357 |  | S22
S232-FO-MULTI-SL | Available within 15 dd | 85437090 | RS232 - multi mode fiber, single loop converter | 2. INDUSTRIAL COMMUNICATION & TELECONTROL | 2.9 Fiber Optic Interfaces | 285 |  | S22
S301-1-R | Stock Available | 85312040 | 4 digit indicator, univ. input, retr.out, 115/230 Vac | 4. MEASUREMENT AND CONTROL PANEL INSTRUMENTATION | 4.6 Digital Indicators - S-Line | 240 |  | S13
S301-1-R-AOC-S | Stock Available | 85312040 | 4-digit indicator, 115/230 Vac, 4 o.c., RS232/RS485 | 4. MEASUREMENT AND CONTROL PANEL INSTRUMENTATION | 4.6 Digital Indicators - S-Line | 360 |  | S13
S301-1-R-AR-S | Stock Available | 85312040 | 4-digit indicator, 115/230 Vac, 3 SPDT, RS232/RS485 | 4. MEASUREMENT AND CONTROL PANEL INSTRUMENTATION | 4.6 Digital Indicators - S-Line | 360 |  | S13
S301-23-R | Stock Available | 85312040 | 4 digit indicator, univ. input, retr.output, 24 Vac/dc | 4. MEASUREMENT AND CONTROL PANEL INSTRUMENTATION | 4.6 Digital Indicators - S-Line | 280 |  | S13
S301-23-R-AOC-S | Stock Available | 85312040 | 4-digit indicator, 24 Vac/dc, 4 o.c., RS232/RS485 | 4. MEASUREMENT AND CONTROL PANEL INSTRUMENTATION | 4.6 Digital Indicators - S-Line | 360 |  | S13
S301-23-R-AR-S | Stock Available | 85312040 | 4-digit indicator, 24 Vac/dc, 3 SPDT, RS232/RS485 | 4. MEASUREMENT AND CONTROL PANEL INSTRUMENTATION | 4.6 Digital Indicators - S-Line | 360 |  | S13
S301B-1-R | Stock Available | 85312040 | 4 digit indicator+barg. univ. in, retr. out, 115/230Vac | 4. MEASUREMENT AND CONTROL PANEL INSTRUMENTATION | 4.6 Digital Indicators - S-Line | 320 |  | S13
S301B-1-R-AOC-S | Stock Available | 85312040 | 4-digit indicator+barg. 115/230 Vac, 4 o.c. RS232/RS485 | 4. MEASUREMENT AND CONTROL PANEL INSTRUMENTATION | 4.6 Digital Indicators - S-Line | 430 |  | S13
S301B-1-R-AR-S | Stock Available | 85312040 | 4-digit indicator, 115 / 230 Vac, 3 SPDT, RS232/RS485 | 4. MEASUREMENT AND CONTROL PANEL INSTRUMENTATION | 4.6 Digital Indicators - S-Line | 430 |  | S13
S301B-23-R | Stock Available | 85312040 | 4 digit indicator + bargraph, power supply 24 Vac/dc | 4. MEASUREMENT AND CONTROL PANEL INSTRUMENTATION | 4.6 Digital Indicators - S-Line | 360 |  | S13
S301B-23-R-AOC-S | Stock Available | 85312040 | 4-digit indicator+barg., 24 Vac/dc, 4 o.c., RS232/RS485 | 4. MEASUREMENT AND CONTROL PANEL INSTRUMENTATION | 4.6 Digital Indicators - S-Line | 460 |  | S13
S301B-23-R-AR-S | Stock Available | 85312040 | 4-digit indicator+barg., 24 Vac/dc, 3 SPDT, RS232/RS485 | 4. MEASUREMENT AND CONTROL PANEL INSTRUMENTATION | 4.6 Digital Indicators - S-Line | 460 |  | S13
S311A-11-H | Stock Available | 85312040 | 11 digit indicator, universal analog input, 80-265 Vac | 4. MEASUREMENT AND CONTROL PANEL INSTRUMENTATION | 4.6 Digital Indicators - S-Line | 276 |  | S13
S311A-11-H-O | Stock Available | 85312040 | 11 digit indicator, univ. AI, 80-265 Vac, opt. board | 4. MEASUREMENT AND CONTROL PANEL INSTRUMENTATION | 4.6 Digital Indicators - S-Line | 302 |  | S13
S311A-11-L | Stock Available | 85312040 | 11 digit analog input indicator, 10-40 Vdc/19-28 Vac | 4. MEASUREMENT AND CONTROL PANEL INSTRUMENTATION | 4.6 Digital Indicators - S-Line | 276 |  | S13
S311A-11-L-O | Stock Available | 85312040 | 11-digit input indicator, 10-40Vdc/19-28Vac, opt. board | 4. MEASUREMENT AND CONTROL PANEL INSTRUMENTATION | 4.6 Digital Indicators - S-Line | 302 |  | S13
S311A-4-H | Stock Available | 85312040 | 4 digit indicator, universal analog input, 80-265 Vac | 4. MEASUREMENT AND CONTROL PANEL INSTRUMENTATION | 4.6 Digital Indicators - S-Line | 172 |  | S13
S311A-4-H-O | Stock Available | 85312040 | 4 digit indicator, 80-265 Vac, opt. board | 4. MEASUREMENT AND CONTROL PANEL INSTRUMENTATION | 4.6 Digital Indicators - S-Line | 218.5 |  | S13
S311A-4-L | Stock Available | 85312040 | 4 digit indicator, universal AI, 10-40Vdc/19-28 Vac | 4. MEASUREMENT AND CONTROL PANEL INSTRUMENTATION | 4.6 Digital Indicators - S-Line | 166.5 |  | S13
S311A-4-L-O | Stock Available | 85312040 | 4-digit indicator, 10-40 Vdc/19-28 Vac, opt. Board | 4. MEASUREMENT AND CONTROL PANEL INSTRUMENTATION | 4.6 Digital Indicators - S-Line | 218.5 |  | S13
S311A-6-H | Stock Available | 85312040 | 6 digit indicator, universal analog input, 80-265 Vac | 4. MEASUREMENT AND CONTROL PANEL INSTRUMENTATION | 4.6 Digital Indicators - S-Line | 182 |  | S13
S311A-6-H-O | Stock Available | 85312040 | 6 digit indicator, universal AI, 80-265 Vac, opt. board | 4. MEASUREMENT AND CONTROL PANEL INSTRUMENTATION | 4.6 Digital Indicators - S-Line | 234 |  | S13
S311A-6-L | Stock Available | 85312040 | 6 digit indicator, universal AI, 10-40 Vdc/19-28 Vac | 4. MEASUREMENT AND CONTROL PANEL INSTRUMENTATION | 4.6 Digital Indicators - S-Line | 166.5 |  | S13
S311A-6-L-O | Stock Available | 85312040 | 6 digit indicator, 10-40 Vdc / 19-28 Vac, opt. board | 4. MEASUREMENT AND CONTROL PANEL INSTRUMENTATION | 4.6 Digital Indicators - S-Line | 218.5 |  | S13
S311A-8-H | Stock Available | 85312040 | 8-digit indicator, universal analog input, 80-265 Vac | 4. MEASUREMENT AND CONTROL PANEL INSTRUMENTATION | 4.6 Digital Indicators - S-Line | 192.5 |  | S13
S311A-8-H-O | Stock Available | 85312040 | 8-digit indicator, universal AI, 80-265 Vac, opt. board | 4. MEASUREMENT AND CONTROL PANEL INSTRUMENTATION | 4.6 Digital Indicators - S-Line | 234 |  | S13
S311A-8-L | Stock Available | 85312040 | 8-digit indicator, universal AI 0-40 Vdc/19-28 Vac | 4. MEASUREMENT AND CONTROL PANEL INSTRUMENTATION | 4.6 Digital Indicators - S-Line | 166.5 |  | S13
S311A-8-L-O | Stock Available | 85312040 | 8-digit indicator, 10-40 Vdc/19-28 Vac, opt. board | 4. MEASUREMENT AND CONTROL PANEL INSTRUMENTATION | 4.6 Digital Indicators - S-Line | 234 |  | S13
S311AK-4-L | Stock Available | 85312040 | 4 digit indicator analog input, 10-40 Vdc, 19-28 Vac | 4. MEASUREMENT AND CONTROL PANEL INSTRUMENTATION | 4.6 Digital Indicators - S-Line | 105 |  | S13
S311AK-4-L-IP66 | Stock Available | 85312040 | 4 digit indicator analog input 10-40 Vdc/19-28Vac, IP66 | 4. MEASUREMENT AND CONTROL PANEL INSTRUMENTATION | 4.6 Digital Indicators - S-Line | 195 |  | S13
S311AK-4-L-IP66D | Stock Available | 85312040 | 4 digit indicator, AI, 10-40 Vdc, 19-28 Vac, IP66 (x2) | 4. MEASUREMENT AND CONTROL PANEL INSTRUMENTATION | 4.6 Digital Indicators - S-Line | 310 |  | S13
S311D-11-H | Stock Available | 85312040 | 11-digit digital input indicator, 80-265 Vac | 4. MEASUREMENT AND CONTROL PANEL INSTRUMENTATION | 4.6 Digital Indicators - S-Line | 276 |  | S13
S311D-11-H-O | Stock Available | 85312040 | 11 digit digital input indicator, 80-265 Vac opt. board | 4. MEASUREMENT AND CONTROL PANEL INSTRUMENTATION | 4.6 Digital Indicators - S-Line | 298.5 |  | S13
S311D-11-L | Stock Available | 85312040 | 11-digit digital input indicator, 10-40 Vdc / 19-28 Vac | 4. MEASUREMENT AND CONTROL PANEL INSTRUMENTATION | 4.6 Digital Indicators - S-Line | 276 |  | S13
S311D-11-L-O | Stock Available | 85312040 | 11-digit dig. input ind., 10-40Vdc/19-28Vac, opt. board | 4. MEASUREMENT AND CONTROL PANEL INSTRUMENTATION | 4.6 Digital Indicators - S-Line | 298.5 |  | S13
S311D-4-H | Stock Available | 85312040 | 4-digit, digital input indicator, 80-265 Vac | 4. MEASUREMENT AND CONTROL PANEL INSTRUMENTATION | 4.6 Digital Indicators - S-Line | 166.5 |  | S13
S311D-4-H-O | Stock Available | 85312040 | 4 digit digital input indicator, 80-265 Vac, opt. Board | 4. MEASUREMENT AND CONTROL PANEL INSTRUMENTATION | 4.6 Digital Indicators - S-Line | 229.5 |  | S13
S311D-4-L | Stock Available | 85312040 | 4-digit digital input indicator, 10-40 Vdc / 19-28 Vac | 4. MEASUREMENT AND CONTROL PANEL INSTRUMENTATION | 4.6 Digital Indicators - S-Line | 163.5 |  | S13
S311D-4-L-O | Stock Available | 85312040 | 4-digit dig. input ind., 10-40Vdc/19-28Vac, opt. board | 4. MEASUREMENT AND CONTROL PANEL INSTRUMENTATION | 4.6 Digital Indicators - S-Line | 208 |  | S13
S311D-6-H | Stock Available | 85312040 | 6-digit digital input indicator, 80-265 Vac | 4. MEASUREMENT AND CONTROL PANEL INSTRUMENTATION | 4.6 Digital Indicators - S-Line | 182 |  | S13
S311D-6-H-O | Stock Available | 85312040 | 6-digit digital input indicator, 80-265 Vac,opt. Board | 4. MEASUREMENT AND CONTROL PANEL INSTRUMENTATION | 4.6 Digital Indicators - S-Line | 224 |  | S13
S311D-6-L | Stock Available | 85312040 | 6-digit digital input indicator, 10-40 Vdc/19-28 Vac | 4. MEASUREMENT AND CONTROL PANEL INSTRUMENTATION | 4.6 Digital Indicators - S-Line | 166.5 |  | S13
S311D-6-L-O | Stock Available | 85312040 | 6-digit dig. input ind., 10-40Vdc/19-28Vac, opt. board | 4. MEASUREMENT AND CONTROL PANEL INSTRUMENTATION | 4.6 Digital Indicators - S-Line | 218.5 |  | S13
S311D-8-H | Stock Available | 85312040 | 8-digit digital input indicator, 80-265 Vac | 4. MEASUREMENT AND CONTROL PANEL INSTRUMENTATION | 4.6 Digital Indicators - S-Line | 187.5 |  | S13
S311D-8-H-O | Stock Available | 85312040 | 8-digit digital input indicator, 80-265 Vac, opt. board | 4. MEASUREMENT AND CONTROL PANEL INSTRUMENTATION | 4.6 Digital Indicators - S-Line | 239.5 |  | S13
S311D-8-L | Stock Available | 85312040 | 8-digit digital input indicator, 10-40 Vdc/19-28 Vac | 4. MEASUREMENT AND CONTROL PANEL INSTRUMENTATION | 4.6 Digital Indicators - S-Line | 182 |  | S13
S311D-8-L-O | Stock Available | 85312040 | 8-digit dig. input ind., 10-40Vdc/19-28 Vac, opt. board | 4. MEASUREMENT AND CONTROL PANEL INSTRUMENTATION | 4.6 Digital Indicators - S-Line | 234 |  | S13
S311G-4-H | Stock Available | 85312040 | 4-digit universal input indicator/signal generator, 80-265 Vac | 4. MEASUREMENT AND CONTROL PANEL INSTRUMENTATION | 4.6 Digital Indicators - S-Line | 199 |  | S13
S311G-4-H-O | Stock Available | 85312040 | 4-digit univ. input ind./signal gen., 80-265 Vac, opt. board | 4. MEASUREMENT AND CONTROL PANEL INSTRUMENTATION | 4.6 Digital Indicators - S-Line | 235.5 |  | S13
S311G-4-L | Stock Available | 85312040 | 4-digit universal input indicator/signal generator, 10-40 Vdc, 19-28 Vac | 4. MEASUREMENT AND CONTROL PANEL INSTRUMENTATION | 4.6 Digital Indicators - S-Line | 182 |  | S13
S311G-4-L-O | Stock Available | 85312040 | 4-digit universal input indicator/signal gen., 10-40 Vdc, 19-28 Vac, opt. board | 4. MEASUREMENT AND CONTROL PANEL INSTRUMENTATION | 4.6 Digital Indicators - S-Line | 239.5 |  | S13
S311OPZ | Stock Available | 85389091 | S311 optional board, RS485, 2-CH relay, 1-CH DI | 4. MEASUREMENT AND CONTROL PANEL INSTRUMENTATION | 4.6 Digital Indicators - S-Line | 62.5 |  | S13
S311-T | Software / Service | - | Calibration service for S311 Series indicators | 4. MEASUREMENT AND CONTROL PANEL INSTRUMENTATION | 4.6 Indicatori digitali - Serie S | 22 | x | S70
S312A-4-H-4R | Stock Available | 85312040 | 4-digit analog input Indicator, 4 relay, 85-265 Vac | 4. MEASUREMENT AND CONTROL PANEL INSTRUMENTATION | 4.6 Indicatori digitali - Serie S | 260 |  | S13
S312A-4-L-4R | Stock Available | 85312040 | 4-digit analog input Ind., 4 relay, 10-40Vdc, 19-28Vac | 4. MEASUREMENT AND CONTROL PANEL INSTRUMENTATION | 4.6 Digital Indicators - S-Line | 260 |  | S13
S315 | Stock Available | 85312040 | 4 digit loop powered display with 4-20 mA input signal | 4. MEASUREMENT AND CONTROL PANEL INSTRUMENTATION | 4.6 Digital Indicators - S-Line | 82 |  | S13
S315-IP66 | Stock Available | 85312040 | 4 digit loop powered display, 4-20 mA input, IP66 case | 4. MEASUREMENT AND CONTROL PANEL INSTRUMENTATION | 4.6 Digital Indicators - S-Line | 180 |  | S13
S315-IP66D | Stock Available | 85312040 | 4 digit loop powered display, 4-20 mA, IP66 case (x2) | 4. MEASUREMENT AND CONTROL PANEL INSTRUMENTATION | 4.6 Digital Indicators - S-Line | 295 |  | S13
S320A-1-ST | Stock Available | 85312040 | 3 ½ digit indicator, V/I input, 2 relay, 115/230 Vac | 4. MEASUREMENT AND CONTROL PANEL INSTRUMENTATION | 4.6 Digital Indicators - S-Line | 230 |  | S13
S320A-23-ST | Stock Available | 85312040 | 3 ½ digit indicator, V/I input, 2 relay, 24 Vac/dc | 4. MEASUREMENT AND CONTROL PANEL INSTRUMENTATION | 4.6 Digital Indicators - S-Line | 260 |  | S13
S320A-23-ST-R | Stock Available | 85312040 | 3 ½ digit indicator, V/I input, 2 relay AO, 24 Vac/dc | 4. MEASUREMENT AND CONTROL PANEL INSTRUMENTATION | 4.6 Digital Indicators - S-Line | 305 |  | S13
S400CL-1 | Stock Available | 85363030 | Analog and Digital Signals SPD with knife disconnector | 4. MEASUREMENT AND CONTROL PANEL INSTRUMENTATION | 4.5 Surge Protections - S400 Series | 51 |  | S29
S400CL-1-15 | Stock Available | 85363030 | S400CL-1 10 pieces kit | 4. MEASUREMENT AND CONTROL PANEL INSTRUMENTATION | 4.5 Surge Protections - S400 Series | 774 |  | S29
S400CL-1-P5 | Stock Available | 85363030 | S400CL-1 closing side (5 pieces) | 4. MEASUREMENT AND CONTROL PANEL INSTRUMENTATION | 4.5 Surge Protections - S400 Series | 4 |  | S29
S400HV-2 | Stock Available | 85363030 | Type 2 230 Vac SPD at 3 conductors (L, N, PE) | 4. MEASUREMENT AND CONTROL PANEL INSTRUMENTATION | 4.5 Surge Protections - S400 Series | 74 |  | S29
S400HV-2-RIC-SL | Stock Available | 85363030 | S400HV2 plug spare 1L-NPE, no FM contact | 4. MEASUREMENT AND CONTROL PANEL INSTRUMENTATION | 4.5 Surge Protections - S400 Series | 39 |  | S29
S400HV-2-RIC-SN | Stock Available | 85363030 | S400HV2 plug spare N/PE | 4. MEASUREMENT AND CONTROL PANEL INSTRUMENTATION | 4.5 Surge Protections - S400 Series | 45 |  | S29
S400LV-1 | Stock Available | 85363030 | Type 3 24 Vac/dc SPD with FM contact at 3 conductors | 4. MEASUREMENT AND CONTROL PANEL INSTRUMENTATION | 4.5 Surge Protections - S400 Series | 68 |  | S29
S400LV-1-RIC-SL | Stock Available | 85363030 | S400LV-1 plug spare, with contact FM | 4. MEASUREMENT AND CONTROL PANEL INSTRUMENTATION | 4.5 Surge Protections - S400 Series | 49 |  | S29
S400NET-1 | Stock Available | 85363030 | Ethernet, serial, fieldbus networks SPD, 5 wires | 4. MEASUREMENT AND CONTROL PANEL INSTRUMENTATION | 4.5 Surge Protections - S400 Series | 119 |  | S29
S400NET-1-RIC | Stock Available | 85363030 | Spare plug for S400NET-1 C1/C2/C3/D1 | 4. MEASUREMENT AND CONTROL PANEL INSTRUMENTATION | 4.5 Surge Protections - S400 Series | 80
S401-L | Stock Available | 85312040 | ModBUS RTU indicator with OLED 2,7" display | 1. DATA ACQUISITION AND AUTOMATION | 1.4 HMI Oled Display | 210 |  | S14
S485-FO-MONO-DL | Available within 15 dd | 85437090 | RS485 single mode fiber, double loop converter | 2. INDUSTRIAL COMMUNICATION & TELECONTROL | 2.9 Fiber Optic Interfaces | 775 |  | S22
S485-FO-MONO-SL | Available within 15 dd | 85437090 | RS485 - single mode fiber, single loop converter | 2. INDUSTRIAL COMMUNICATION & TELECONTROL | 2.9 Fiber Optic Interfaces | 634 |  | S22
S485-FO-MULTI-DL | Available within 15 dd | 85437090 | Multidrop fiber optic - RS485 double loop converter | 2. INDUSTRIAL COMMUNICATION & TELECONTROL | 2.9 Fiber Optic Interfaces | 378 |  | S22
S485-FO-MULTI-SL | Available within 15 dd | 85437090 | Multidrop fiber optic - RS485 single loop converter | 2. INDUSTRIAL COMMUNICATION & TELECONTROL | 2.9 Fiber Optic Interfaces | 310 |  | S22
S500-ETH | Stock Available | 90289010 | Ethernet optical interface module | 3. POWER MONITORING & ELECTRICAL MEASUREMENT | 3.6 Energy Counters - S500 Series | 240 |  | S23
S500-MBU | Stock Available | 90289010 | M-BUS optical interface module | 3. POWER MONITORING & ELECTRICAL MEASUREMENT | 3.6 Energy Counters - S500 Series | 88 |  | S23
S500-MOD | Stock Available | 90289010 | RS485 Modbus RTU optical interface module | 3. POWER MONITORING & ELECTRICAL MEASUREMENT | 3.6 Energy Counters - S500 Series | 151 |  | S23
S501-40-0 | Stock Available | 90283011 | 40A single phase energy counter 2 wires 1 DIN | 3. POWER MONITORING & ELECTRICAL MEASUREMENT | 3.6 Energy Counters - S500 Series | 74 |  | S23
S501-40-0-MID | Stock Available | 90283011 | 40A single phase energy counter 2 wires 1 DIN, MID certified | 3. POWER MONITORING & ELECTRICAL MEASUREMENT | 3.6 Energy Counters - S500 Series | 83 |  | S23
S501-40-MBU | Stock Available | 90283011 | 40A single phase energy counter 2 wires 1 DIN, RS485 M-Bus | 3. POWER MONITORING & ELECTRICAL MEASUREMENT | 3.6 Energy Counters - S500 Series | 86
S501-40-MBU-MID | Stock Available | 90283011 | 40A single phase energy counter 2 wires 1 DIN, RS485 M-Bus, MID | 3. POWER MONITORING & ELECTRICAL MEASUREMENT | 3.6 Energy Counters - S500 Series | 91 |  | S23
S501-40-MOD-MID | Stock Available | 90283011 | 40A single phase energy counter 2 wires 1 DIN, RS485 Modbus MID | 3. POWER MONITORING & ELECTRICAL MEASUREMENT | 3.6 Energy Counters - S500 Series | 111 |  | S23
S50-1-ST | Stock Available | 85044090 | Current loop power supply, 115/230 Vac | 4. MEASUREMENT AND CONTROL PANEL INSTRUMENTATION | 4.3 High Voltage Converters, Isolators, Power Supplies (S-Line) | 56 |  | S10
S502-80-ETH | Stock Available | 90283011 | 80A single phase energy counter 2 wires 2 DIN, Ethernet | 3. POWER MONITORING & ELECTRICAL MEASUREMENT | 3.6 Energy Counters - S500 Series | 343 |  | S23
S502-80-MBU | Stock Available | 90283011 | 80A single phase energy counter 2 wires 2 DIN, M-BUS | 3. POWER MONITORING & ELECTRICAL MEASUREMENT | 3.6 Energy Counters - S500 Series | 195 |  | S23
S502-80-MID | Stock Available | 90283011 | 80A Single Phase Energy Counter, 2 wires, 1 DIN, MID | 3. POWER MONITORING & ELECTRICAL MEASUREMENT | 3.6 Energy Counters - S500 Series | 163 |  | S23
S502-80-MOD | Stock Available | 90283011 | 80A single phase energy counter 2 wires 2 DIN, RS485 Modbus | 3. POWER MONITORING & ELECTRICAL MEASUREMENT | 3.6 Energy Counters - S500 Series | 213 |  | S23
S504C-6-ETH-MID | Stock Available | 90283019 | 6A 3-phase energy counter 4 wires 4 DIN, Ethernet, MID | 3. POWER MONITORING & ELECTRICAL MEASUREMENT | 3.6 Energy Counters - S500 Series | 425 |  | S23
S504C-6-MBU-MID | Stock Available | 90283019 | 6A 3-phase energy counter 4 wires 4 DIN, M-BUS, MID | 3. POWER MONITORING & ELECTRICAL MEASUREMENT | 3.6 Energy Counters - S500 Series | 246 |  | S23
S504C-6-MOD-MID | Stock Available | 90283019 | 6A 3-phase energy counter 4 wires 4 DIN, Modbus, MID | 3. POWER MONITORING & ELECTRICAL MEASUREMENT | 3.6 Energy Counters - S500 Series | 255 |  | S23
S504C-80-ETH-MID | Stock Available | 90283019 | 80A 3-phase energy counter 4 wires 4 DIN, Ethernet, MID | 3. POWER MONITORING & ELECTRICAL MEASUREMENT | 3.6 Energy Counters - S500 Series | 416 |  | S23
S504C-80-MBU-MID | Stock Available | 90283019 | 80A 3-phase energy counter 4 wires 4 DIN, M-BUS, MID | 3. POWER MONITORING & ELECTRICAL MEASUREMENT | 3.6 Energy Counters - S500 Series | 232 |  | S23
S504C-80-MOD-MID | Stock Available | 90283019 | 80A 3-phase energy counter 4 wires 4 DIN, Modbus, MID | 3. POWER MONITORING & ELECTRICAL MEASUREMENT | 3.6 Energy Counters - S500 Series | 243 |  | S23
S534-6-MID | Stock Available | 90283019 | 6A three phase energy counter 3/4 wires 4 DIN, MID | 3. POWER MONITORING & ELECTRICAL MEASUREMENT | 3.6 Energy Counters - S500 Series | 241 |  | S23
S534-80-MID | Stock Available | 90283019 | 80A three phase energy counter 3/4 wires 4 DIN, MID | 3. POWER MONITORING & ELECTRICAL MEASUREMENT | 3.6 Energy Counters - S500 Series | 227 |  | S23
S6001-4GEUUPG | Soon available | 85176200 | Upgrade and replacement of 3G Modem → 4GLTE/EMEA by laboratory | 2. INDUSTRIAL COMMUNICATION & TELECONTROL | Software / Service | 103 | x | S70
S6001-4GUPG | Soon available | 85176200 | Upgrade and replacement of 3G Modem → 4GLTE/WW by laboratory | 2. INDUSTRIAL COMMUNICATION & TELECONTROL | Software / Service | 113 | x | S70
S6001-PC-4GWW | Stock Available | 85371091 | Advanced Pump Controller 4G WW LTE with 7" HMI | 1. DATA ACQUISITION AND AUTOMATION | 1.3 Process Controllers | 1650 |  | S15
S6001-RTU-4GWW | Stock Available | 85171800 | Remote Control Unit with built-in IO and 4G WW LTE modem | 2. INDUSTRIAL COMMUNICATION & TELECONTROL | 2.3 IEC 61131 RTUs | 1220 |  | S15
S6001-RTU-E-4GWW | Stock Available | 85171800 | Remote Control Unit with built-in IO, 4G WW LTE, Energy protocols | 3. POWER MONITORING & ELECTRICAL MEASUREMENT | 3.9 Energy Management Controllers | 1220 |  | S15
S604B-6-ETH | Stock Available | 90303370 | Three-phase power meter, BASIC, CT/5A, Ethernet, 1MB log | 3. POWER MONITORING & ELECTRICAL MEASUREMENT | 3.1.4 Multifunction Power Meters (S604 Series) | 414 |  | S23
S604B-6-MOD | Stock Available | 90303370 | Three phase power meter, BASIC, for CT/5A, Modbus,1MB | 3. POWER MONITORING & ELECTRICAL MEASUREMENT | 3.1.4 Multifunction Power Meters (S604 Series) | 262 |  | S23
S604B-80-MOD | Stock Available | 90303370 | Three phase power meter, BASIC, 80A, Modbus,1MB log | 3. POWER MONITORING & ELECTRICAL MEASUREMENT | 3.1.4 Multifunction Power Meters (S604 Series) | 269 |  | S23
S604E-6-ETH | Stock Available | 90303370 | Power Meter Energy PLUS x TA1/5A-Ethernet,8MB log. Harmonics | 3. POWER MONITORING & ELECTRICAL MEASUREMENT | 3.1.4 Multifunction Power Meters (S604 Series) | 487 |  | S23
S604E-6-MOD | Stock Available | 90303370 | Power Meter, Energy PLUS x TA1/5A-RS485 Modbus, 8MB log. Harm. | 3. POWER MONITORING & ELECTRICAL MEASUREMENT | 3.1.4 Multifunction Power Meters (S604 Series) | 308 |  | S23
S604E-80-ETH | Stock Available | 90303370 | Power Meter Energy PLUS 80A-Ethernet,8MB log. Harmonics | 3. POWER MONITORING & ELECTRICAL MEASUREMENT | 3.1.4 Multifunction Power Meters (S604 Series) | 558 |  | S23
S604E-80-MOD | Available within 15 dd | 90303370 | Power Meter, Energy PLUS 80A-RS485 Modbus,8MB log. harmonics | 3. POWER MONITORING & ELECTRICAL MEASUREMENT | 3.1.4 Multifunction Power Meters (S604 Series) | 321 |  | S23
S604E-ROG-ETH-30 | Stock Available | 90303370 | Kit Energy PLUS Ethernet+ 3 Rog. RC150 L= 30 cm Øint. 9,5 cm | 3. POWER MONITORING & ELECTRICAL MEASUREMENT | 3.1.4 Multifunction Power Meters (S604 Series) | 824 |  | S23
S604E-ROG-ETH-45 | Stock Available | 90303370 | Kit Energy PLUS Ethernet + 3 Rog. RC150 L= 45 cm Øint. 14cm | 3. POWER MONITORING & ELECTRICAL MEASUREMENT | 3.1.4 Multifunction Power Meters (S604 Series) | 843 |  | S23
S604EROGETH45-10 | Stock Available | 90303370 | Kit Energy PLUS Ethernet+3 Rog. RC150 L= 45 cm Øint. 14cm | 3. POWER MONITORING & ELECTRICAL MEASUREMENT | 3.1.4 Multifunction Power Meters (S604 Series) | 962 |  | S23
S604EROGETH45-5 | Stock Available | 90303370 | Kit Energy PLUS Ethernet + 3 Rog. RC150 L= 45 cm Øint. 14cm | 3. POWER MONITORING & ELECTRICAL MEASUREMENT | 3.1.4 Multifunction Power Meters (S604 Series) | 859 |  | S23
S604E-ROG-ETH-70 | Stock Available | 90303370 | Kit Energy PLUS Ethernet + 3 Rog. RC150 L= 70cm Øint. 22cm | 3. POWER MONITORING & ELECTRICAL MEASUREMENT | 3.1.4 Multifunction Power Meters (S604 Series) | 858 |  | S23
S604E-ROG-MOD-30 | Stock Available | 90303370 | Kit Energy PLUS RS485 Modbus+3 Rog. RC150 L= 30cm Øint.9,5cm | 3. POWER MONITORING & ELECTRICAL MEASUREMENT | 3.1.4 Multifunction Power Meters (S604 Series) | 676 |  | S23
S604E-ROG-MOD-45 | Stock Available | 90303370 | Kit Energy PLUS RS485 +3 Rog. RC150 L= 45cm Øint.14cm | 3. POWER MONITORING & ELECTRICAL MEASUREMENT | 3.1.4 Multifunction Power Meters (S604 Series) | 695 |  | S23
S604E-ROG-MOD-70 | Stock Available | 90303370 | Kit Energy PLUS RS485 Modbus+3 Rog. RC150 L= 70cm Øint.22cm | 3. POWER MONITORING & ELECTRICAL MEASUREMENT | 3.1.4 Multifunction Power Meters (S604 Series) | 711 |  | S23
S711B6MOD | Stock Available | 90303370 | LCD 96x96 BASIC Power Meter, TA1/5A, Modbus, I/O | 3. POWER MONITORING & ELECTRICAL MEASUREMENT | 3.1.5 Panel Mount Power Meters (S711 Series) | 291 |  | S23
S711E6ETH | Stock Available | 90303370 | LCD 96x96 Energy PLUS Power Meter, TA1/5A-Eth.,1DI 2DO | 3. POWER MONITORING & ELECTRICAL MEASUREMENT | 3.1.5 Panel Mount Power Meters (S711 Series) | 578 |  | S23
S711E6MOD | Stock Available | 90303370 | LCD 96x96 Energy PLUS Power Meter, TA1/5A, Modbus | 3. POWER MONITORING & ELECTRICAL MEASUREMENT | 3.1.5 Panel Mount Power Meters (S711 Series) | 342 |  | S23
S711E6MODAO | Stock Available | 90303370 | LCD 96x96 Energy PLUS Power Meter, TA1/5A, Modbus, AO | 3. POWER MONITORING & ELECTRICAL MEASUREMENT | 3.1.5 Panel Mount Power Meters (S711 Series) | 424 |  | S23
S711EROGETH30 | Available within 30 dd | 90303370 | LCD 96x96 Energy PLUS Kit , Ethernet, N.3 RC150 (30cm) | 3. POWER MONITORING & ELECTRICAL MEASUREMENT | 3.1.5 Panel Mount Power Meters (S711 Series) | 954 |  | S23
S711EROGETH45 | Stock Available | 90303370 | LCD 96x96 Energy PLUS Kit , Ethernet, N.3 RC150 (45cm) | 3. POWER MONITORING & ELECTRICAL MEASUREMENT | 3.1.5 Panel Mount Power Meters (S711 Series) | 975 |  | S23
S711EROGETH70 | Available within 30 dd | 90303370 | LCD 96x96 Energy PLUS Kit, Ethernet, N.3 RC150 (70cm) | 3. POWER MONITORING & ELECTRICAL MEASUREMENT | 3.1.5 Panel Mount Power Meters (S711 Series) | 990 |  | S23
S711EROGMOD30 | Available within 30 dd | 90303370 | LCD 96x96 Energy PLUS Kit, Modbus,N.3 RC150 (30cm) | 3. POWER MONITORING & ELECTRICAL MEASUREMENT | 3.1.5 Panel Mount Power Meters (S711 Series) | 717 |  | S23
S711EROGMOD30AO | Available within 30 dd | 90303370 | LCD 96x96 Energy PLUS Kit, Modbus AO, Nr.3 RC150 (30cm) | 3. POWER MONITORING & ELECTRICAL MEASUREMENT | 3.1.5 Panel Mount Power Meters (S711 Series) | 801 |  | S23
S711EROGMOD45 | Available within 30 dd | 90303370 | LCD 96x96 Energy PLUS Kit, Modbus,N.3 RC150 (45cm) | 3. POWER MONITORING & ELECTRICAL MEASUREMENT | 3.1.5 Panel Mount Power Meters (S711 Series) | 738 |  | S23
S711EROGMOD45AO | Available within 30 dd | 90303370 | LCD 96x96 Energy PLUS Kit, Modbus AO, Nr.3 RC150 (45cm) | 3. POWER MONITORING & ELECTRICAL MEASUREMENT | 3.1.5 Panel Mount Power Meters (S711 Series) | 822 |  | S23
S711EROGMOD70 | Available within 30 dd | 90303370 | LCD 96x96 Energy PLUS Kit, Modbus,N.3 RC150 (70cm) | 3. POWER MONITORING & ELECTRICAL MEASUREMENT | 3.1.5 Panel Mount Power Meters (S711 Series) | 752 |  | S23
S711EROGMOD70AO | Available within 30 dd | 90303370 | LCD 96x96 Energy PLUS Kit, Modbus AO, Nr.3 RC150 (70cm) | 3. POWER MONITORING & ELECTRICAL MEASUREMENT | 3.1.5 Panel Mount Power Meters (S711 Series) | 836 |  | S23
S91 | Stock Available | 85437090 | Motor multi-protection relay,195 ÷ 255 Vac | 4. MEASUREMENT AND CONTROL PANEL INSTRUMENTATION | 4.3 High Voltage Converters, Isolators, Power Supplies (S-Line) | 149 |  | S10
S91-400 | Stock Available | 85437090 | Motor multi-protection relay, 400 Vac ± 10 % | 4. MEASUREMENT AND CONTROL PANEL INSTRUMENTATION | 4.3 High Voltage Converters, Isolators, Power Supplies (S-Line) | 160.5 |  | S10
SCAN-FO-MONO-DL | Available within 30 dd | 85437090 | CAN - single mode fiber, double loop converter | 2. INDUSTRIAL COMMUNICATION & TELECONTROL | 2.9 Fiber Optic Interfaces | 775 |  | S22
SCAN-FO-MONO-SL | Available within 30 dd | 85437090 | CAN - single mode fiber, single loop converter | 2. INDUSTRIAL COMMUNICATION & TELECONTROL | 2.9 Fiber Optic Interfaces | 634 |  | S22
SCAN-FO-MULTI-DL | Available within 30 dd | 85437090 | CAN - multimode fiber, double loop converter | 2. INDUSTRIAL COMMUNICATION & TELECONTROL | 2.9 Fiber Optic Interfaces | 619 |  | S22
SCAN-FO-MULTI-SL | Available within 30 dd | 85437090 | CAN - multimode fiber, single loop converter | 2. INDUSTRIAL COMMUNICATION & TELECONTROL | 2.9 Fiber Optic Interfaces | 555 |  | S22
SCP | Software / Service | - | SEMECA Codesys Package | 1. DATA ACQUISITION AND AUTOMATION | 1.7 DAQ & Software System | - |  | S22
SDD | Software / Service | - | Discovery Device, IP scanner for Z-KEY, Z-PASS1/2 | 2. INDUSTRIAL COMMUNICATION & TELECONTROL | 2.5 Networking | - |  | S03
S-DIN | Stock Available | 85389099 | M-RTU DIN rail guide support | 2. INDUSTRIAL COMMUNICATION & TELECONTROL | 2.4 Low Power RTUs | 14 |  | S20
SEAL | Software / Service | - | SENECA Advanced language, programming graphic software | 2. INDUSTRIAL COMMUNICATION & TELECONTROL | 2.2 Smart Datalogger | - |  | S03
SENECA-SMS | Software / Service | - | MYALARM2 / Z-GPRS2 App iOS / Android for remote config. | APP | App | - |  | S03
SENECA-TEMP | Software / Service | - | MYALARM2 App iOS for temperature control | APP | App | - |  | S03
SESC | Software / Service | - | Ethernet to Serial Connection tool for Z-KEY, Z-PASS1/2 | 2. INDUSTRIAL COMMUNICATION & TELECONTROL | 2.5 Networking | - |  | S03
SETH-FO-MONO-DL | Available within 30 dd | 85437090 | Ethernet - single mode fiber, dobule loop converter | 2. INDUSTRIAL COMMUNICATION & TELECONTROL | 2.9 Fiber Optic Interfaces | 775 |  | S22
SETH-FO-MONO-SL | Available within 30 dd | 85437090 | Ethernet - single mode fiber, single loop converter | 2. INDUSTRIAL COMMUNICATION & TELECONTROL | 2.9 Fiber Optic Interfaces | 634 |  | S22
SETH-FO-MULTI-DL | Available within 30 dd | 85437090 | Ethernet - multimode fiber, double loop converter | 2. INDUSTRIAL COMMUNICATION & TELECONTROL | 2.9 Fiber Optic Interfaces | 619 |  | S22
SETH-FO-MULTI-SL | Available within 30 dd | 85437090 | Ethernet - multimode fiber, single loop converter | 2. INDUSTRIAL COMMUNICATION & TELECONTROL | 2.9 Fiber Optic Interfaces | 555 |  | S22
SG-EQ4 | Stock Available | 85389091 | Connection circuit up to 4 load cell in parallel | 1. DATA ACQUISITION AND AUTOMATION | 1.8 Accessories | 70 |  | S20
SG-EQ4-BOXPG7 | Stock Available | 85389091 | Connection circuit up to 4 load cell + IP67 box | 1. DATA ACQUISITION AND AUTOMATION | 1.8 Accessories | 220 |  | S20
SSD-0-0-0-0 | Stock Available | 85312040 | Advanced touchscreen HMI with integrated I/O | 1. DATA ACQUISITION AND AUTOMATION | 1.5 Multi-function IIoT HMI | 820 |  | S14
SSD-0-0-0-I | Stock Available | 85312040 | Advanced touchscreen HMI with integrated IIoT and I/O | 1. DATA ACQUISITION AND AUTOMATION | 1.5 Multi-function IIoT HMI | 840 |  | S14
SSD-0-0-V-0 | Stock Available | 85312040 | Advanced touchscreen HMI with integrated VPN and I/O | 1. DATA ACQUISITION AND AUTOMATION | 1.5 Multi-function IIoT HMI | 840 |  | S14
SSD-0-0-V-I | Stock Available | 85312040 | Advanced touchscreen HMI with integrated IIoT, VPN and I/O | 1. DATA ACQUISITION AND AUTOMATION | 1.5 Multi-function IIoT HMI | 870 |  | S14
SSD-0-L-0-0 | Stock Available | 85312040 | Advanced touchscreen HMI with integrated logic and I/O | 1. DATA ACQUISITION AND AUTOMATION | 1.5 Multi-function IIoT HMI | 870 |  | S14
SSD-0-L-0-I | Stock Available | 85312040 | Advanced touchscreen HMI with integrated IIoT, logic and I/O | 1. DATA ACQUISITION AND AUTOMATION | 1.5 Multi-function IIoT HMI | 900 |  | S14
SSD-0-L-V-0 | Stock Available | 85312040 | Advanced touchscreen HMI with integrated logic, VPN and I/O | 1. DATA ACQUISITION AND AUTOMATION | 1.5 Multi-function IIoT HMI | 900 |  | S14
SSD-0-L-V-I | Stock Available | 85312040 | Advanced touchscreen HMI with integrated IIoT, logic, VPN and I/O | 1. DATA ACQUISITION AND AUTOMATION | 1.5 Multi-function IIoT HMI | 940 |  | S14
SSD-UPG-I | Software / Service | - | SSD - Upgrade "IIoT/MQTT/Cloud" functions | 1. DATA ACQUISITION AND AUTOMATION | 1.5 Multi-function IIoT HMI | 84 | x | S70
SSD-UPG-L | Software / Service | - | SSD - Upgrade "logic" functions | 1. DATA ACQUISITION AND AUTOMATION | 1.5 Multi-function IIoT HMI | 118 | x | S70
SSD-UPG-L-I | Software / Service | - | SSD - Upgrade "logic" and "IIoT/MQTT/Cloud" functions | 1. DATA ACQUISITION AND AUTOMATION | 1.5 Multi-function IIoT HMI | 151 | x | S70
SSD-UPG-L-V | Software / Service | - | SSD - Upgrade "logic" and "VPN" functions | 1. DATA ACQUISITION AND AUTOMATION | 1.5 Multi-function IIoT HMI | 151 | x | S70
SSD-UPG-L-V-I | Software / Service | - | SSD - Upgrade functions "logic, "VPN" and "IIoT/MQTT/Cloud | 1. DATA ACQUISITION AND AUTOMATION | 1.5 Multi-function IIoT HMI | 185 | x | S70
SSD-UPG-V | Software / Service | - | SSD - Upgrade "VPN" functions | 1. DATA ACQUISITION AND AUTOMATION | 1.5 Multi-function IIoT HMI | 84 | x | S70
SSD-UPG-V-I | Software / Service | - | SSD - Upgrade functions "VPN" and "IIoT/MQTT/Cloud". | 1. DATA ACQUISITION AND AUTOMATION | 1.5 Multi-function IIoT HMI | 118 | x | S70
SSP | Software / Service | - | Straton SENECA Package - CPU Seneca Installer suite | 1. DATA ACQUISITION AND AUTOMATION | 1.7 DAQ & Software System | - |  | S03
S-TOOL | Software / Service | 85235110 | Config. toolkit including SW, libraries, CS-JACK-DB9F | 4. MEASUREMENT AND CONTROL PANEL INSTRUMENTATION | 4.2 Compact Converters Isolators - K-Line | 62 |  | S26
STRATON-256-UPD | Software / Service | 85238090 | Straton IDE 256 Tags UPGRADE from V8 to V9 | 1. DATA ACQUISITION AND AUTOMATION | 1.7 DAQ & Software System | 245 | x | S70
STRATON-512-UPD | Software / Service | 85238090 | Straton IDE 512 Tags UPGRADE from V8 to V9 | 1. DATA ACQUISITION AND AUTOMATION | 1.7 DAQ & Software System | 423 | x | S70
STRATON-870-850 | Software / Service | 85235110 | IEC 60870-5-101/104 Master / Slave + IEC 61850 Client / Server lic. | 1. DATA ACQUISITION AND AUTOMATION | 1.7 DAQ & Software System | 286 | x | S70
STRATON-870M | Software / Service | 85235110 | IEC 60870-5-101/104 Master activation license | 1. DATA ACQUISITION AND AUTOMATION | 1.7 DAQ & Software System | 130 | x | S70
STRATON-870S | Software / Service | 85235110 | IEC 60870-5-101/104 Slave activation license | 1. DATA ACQUISITION AND AUTOMATION | 1.7 DAQ & Software System | 130 | x | S70
STRATON-870S-850 | Software / Service | 85235110 | IEC 60870-5-101/104 Slave license+IEC 61850 Client/Server | 1. DATA ACQUISITION AND AUTOMATION | 1.7 DAQ & Software System | 162 | x | S70
STRATON-D-USB | Software / Service | 85235110 | Straton activation key for IEC 61131 controllers | 1. DATA ACQUISITION AND AUTOMATION | 1.7 DAQ & Software System | 259 | x | S70
STRATON-IDE256 | Software / Service | 85235110 | Straton development env. 256 tags, USB activation key | 1. DATA ACQUISITION AND AUTOMATION | 1.7 DAQ & Software System | 945 | x | S70
STRATON-IDE512 | Software / Service | 85235110 | Straton development env. 512 tags, USB activation key | 1. DATA ACQUISITION AND AUTOMATION | 1.7 DAQ & Software System | 1452 | x | S70
STRATON-IDEUN | Software / Service | 85235110 | Straton development env. unlimited tags, USB activ. key | 1. DATA ACQUISITION AND AUTOMATION | 1.7 DAQ & Software System | 2465 | x | S70
STRATON-UN-UPD | Software / Service | 85235110 | Straton IDE Unlimited Tags UPGRADE from V8 to V9 | 1. DATA ACQUISITION AND AUTOMATION | 1.7 DAQ & Software System | 703 | x | S70
STRATON-UPGRADE1 | Software / Service | - | Straton upgrade from 256 to 512 tag | 1. DATA ACQUISITION AND AUTOMATION | 1.7 DAQ & Software System | 482 | x | S70
STRATON-UPGRADE2 | Software / Service | - | Straton upgrade from 512 to unlimited tags | 1. DATA ACQUISITION AND AUTOMATION | 1.7 DAQ & Software System | 964 | x | S70
STRATON-UPGRADE3 | Software / Service | - | Straton upgrade from 256 to unlimited tags | 1. DATA ACQUISITION AND AUTOMATION | 1.7 DAQ & Software System | 1447 | x | S70
STRATON-WB | Software / Service | - | Straton workbench IEC 61131 free editor | 1. DATA ACQUISITION AND AUTOMATION | 1.7 DAQ & Software System | - |  | S03
T
T120 | Stock Available | 85437090 | Loop powered 2-wire transmitter for Pt100 and Ni100 | 4. MEASUREMENT AND CONTROL PANEL INSTRUMENTATION | 4.4 Temperature transmitters | 44 |  | S40
T120-C | Stock Available | 85437090 | Calibrated loop powered 2-wire transmitter for Pt100 and Ni100 | 4. MEASUREMENT AND CONTROL PANEL INSTRUMENTATION | 4.4 Temperature transmitters | 52.5 |  | S40
T121 | Stock Available | 85437090 | Universal temperature transmitter | 4. MEASUREMENT AND CONTROL PANEL INSTRUMENTATION | 4.4 Temperature transmitters | 80 |  | S40
T121-C | Stock Available | 85437090 | Calibrated universal temperature transmitter | 4. MEASUREMENT AND CONTROL PANEL INSTRUMENTATION | 4.4 Temperature transmitters | 89 |  | S40
T201 | Stock Available | 85043129 | AC Current Transd. 5-40 A to 4..20 mA (Loop powered); | 3. POWER MONITORING & ELECTRICAL MEASUREMENT | 3.7 Current Transducers - T201 Series | 54 |  | S41
T201DC | Stock Available | 85043129 | DC Current Transf. 5-40 A to 4..20 mA (Loop powered ); | 3. POWER MONITORING & ELECTRICAL MEASUREMENT | 3.7 Current Transducers - T201 Series | 90 |  | S41
T201DC100 | Stock Available | 85043129 | DC Current Transf 0-100A to to 4..20 mA (Loop powered); | 3. POWER MONITORING & ELECTRICAL MEASUREMENT | 3.7 Current Transducers - T201 Series | 120 |  | S24
T201DCH | Stock Available | 85043129 | AC/DC Current Transf. 0-50 A to 0..10V, Auxilary Power | 3. POWER MONITORING & ELECTRICAL MEASUREMENT | 3.7 Current Transducers - T201 Series | 56 |  | S41
T201DCH100 | Stock Available | 85043129 | AC/DC CT with Hall effect INP 0-100Aac/dc OUT 0-10Vdc | 3. POWER MONITORING & ELECTRICAL MEASUREMENT | 3.7 Current Transducers - T201 Series | 90 |  | S24
T201DCH100-LP | Stock Available | 85043129 | AC/DC C.T. (± 100 A), Hall Effect, Loop Powered, 4-20 mA | 3. POWER MONITORING & ELECTRICAL MEASUREMENT | 3.7 Current Transducers - T201 Series | 84 |  | S24
T201DCH100-M | Stock Available | 85043129 | AC/DC C.T. (± 100 A), Hall Effect, Loop Powered, 0-10V, Modbus | 3. POWER MONITORING & ELECTRICAL MEASUREMENT | 3.7 Current Transducers - T201 Series | 95 |  | S24
T201DCH100-MU | Stock Available | 85043129 | AC/DC C.T. (±100 A), TRMS 0..10V, Pnp alarm, Modbus, USB | 3. POWER MONITORING & ELECTRICAL MEASUREMENT | 3.7 Current Transducers - T201 Series | 110 |  | S24
T201DCH300 | Stock Available | 85043129 | AC/DC CT with Hall effect INP 0-300Aac/dc OUT 0-10Vdc | 3. POWER MONITORING & ELECTRICAL MEASUREMENT | 3.7 Current Transducers - T201 Series | 95 |  | S24
T201DCH300-LP | Stock Available | 85043129 | AC/DC C.T. (± 300 A), Hall Effect, Loop Powered, 4-20 mA | 3. POWER MONITORING & ELECTRICAL MEASUREMENT | 3.7 Current Transducers - T201 Series | 90 |  | S24
T201DCH300-M | Stock Available | 85043129 | AC/DC C.T. (± 300 A), Hall Effect, loop Powered, 0-10V, Modbus | 3. POWER MONITORING & ELECTRICAL MEASUREMENT | 3.7 Current Transducers - T201 Series | 102 |  | S24
T201DCH300-MU | Stock Available | 85043129 | AC/DC C.T. (±300 A), TRMS 0..10V, Pnp alarm, Modbus, USB | 3. POWER MONITORING & ELECTRICAL MEASUREMENT | 3.7 Current Transducers - T201 Series | 120 |  | S24
T201DCH50-LP | Stock Available | 85043129 | AC/DC C.T. (± 50 A), Hall Effect, Loop Powered, 4-20 mA | 3. POWER MONITORING & ELECTRICAL MEASUREMENT | 3.7 Current Transducers - T201 Series | 57 |  | S41
T201DCH50-M | Stock Available | 85043129 | AC/DC C.T. (± 50 A), Hall Effect, Loop Powered, 0-10V, Modbus | 3. POWER MONITORING & ELECTRICAL MEASUREMENT | 3.7 Current Transducers - T201 Series | 78 |  | S24
T201DCH50-MU | Stock Available | 85043129 | AC/DC C.T. (±50 A), TRMS, 0..10V, Pnp alarm, Modbus, USB | 3. POWER MONITORING & ELECTRICAL MEASUREMENT | 3.7 Current Transducers - T201 Series | 86 |  | S24
T201DCH600-MU | Stock Available | 85043129 | AC/DC C.T. (±600 A), TRMS 0..10V, Pnp alarm, Modbus, USB | 3. POWER MONITORING & ELECTRICAL MEASUREMENT | 3.7 Current Transducers - T201 Series | 135 |  | S24
T201DCH100-OPEN | Stock Available | 85043129 | Openable current transducer with input up to 100 Aac/dc output 0..10 V | 3. POWER MONITORING & ELECTRICAL MEASUREMENT | 3.7 Current Transducers - T201 Series | 135 |  | S24
T201DCH300-OPEN | Stock Available | 85043129 | Openable current transducer with input up to 300 Aac/dc output 0..10 V | 3. POWER MONITORING & ELECTRICAL MEASUREMENT | 3.7 Current Transducers - T201 Series | 142 |  | S24
T201DCH600-OPEN | Stock Available | 85043129 | Openable current transducer with input up to 600 Aac/dc output 0..10 V | 3. POWER MONITORING & ELECTRICAL MEASUREMENT | 3.7 Current Transducers - T201 Series | 149 |  | S24
T203PM100-MU | Stock Available | 90303370 | Single-phase network analyzer AC/DC TRMS, 100 Vac/dc, ModBUS, 1AO, 1DO | 3. POWER MONITORING & ELECTRICAL MEASUREMENT | 3.1.3 Modbus Power Meters with direct measurement - T203PM Series | 194 |  | S24
T203PM300-MU | Stock Available | 90303370 | Single-phase network analyzer AC/DC TRMS, 300 Vac/dc, ModBUS, 1AO, 1DO | 3. POWER MONITORING & ELECTRICAL MEASUREMENT | 3.1.3 Modbus Power Meters with direct measurement - T203PM Series | 194 |  | S24
T203PM600-MU | Stock Available | 90303370 | Single-phase network analyzer AC/DC TRMS, 600 Vac/dc, ModBUS, 1AO, 1DO | 3. POWER MONITORING & ELECTRICAL MEASUREMENT | 3.1.3 Modbus Power Meters with direct measurement - T203PM Series | 199 |  | S24
TA100 | Stock Available | 85437090 | CT for S203T, 100A/100mA, 0,1% of accuracy | 3. POWER MONITORING & ELECTRICAL MEASUREMENT | 3.1.2 Modbus Power Meters - S203 Series | 52 |  | S24
TA15 | Stock Available | 85437090 | CT for S203T, 15A/100mA , 0,1% of accuracy | 3. POWER MONITORING & ELECTRICAL MEASUREMENT | 3.1.2 Modbus Power Meters - S203 Series | 45 |  | S24
TA25 | Stock Available | 85437090 | Current transf. for S203T, 25A/100mA, 0,1% of accuracy | 3. POWER MONITORING & ELECTRICAL MEASUREMENT | 3.1.2 Modbus Power Meters - S203 Series | 52 |  | S24
TAAA5-01005-2030 | Available within 30 dd | 85437090 | Split core current transformer 100/5A CL. 0.5 D20X30MM | 3. POWER MONITORING & ELECTRICAL MEASUREMENT | 3.4 Split core current transformers - TAAA5 Series | 133 |  | S24
TAAA5-01505-2030 | Available within 30 dd | 85437090 | Split core current transformer 150/5A CL. 0.5 D20X30MM | 3. POWER MONITORING & ELECTRICAL MEASUREMENT | 3.4 Split core current transformers - TAAA5 Series | 133 |  | S24
TAAA5-02005-2030 | Available within 30 dd | 85437090 | Split core current transformer 200/5A CL. 0.5 D20X30MM | 3. POWER MONITORING & ELECTRICAL MEASUREMENT | 3.4 Split core current transformers - TAAA5 Series | 135 |  | S24
TAAA5-02505-2030 | Available within 30 dd | 85437090 | Split core current transformer 250/5A CL. 0.5 D20X30MM | 3. POWER MONITORING & ELECTRICAL MEASUREMENT | 3.4 Split core current transformers - TAAA5 Series | 137 |  | S24
TAAA5-03005-2030 | Available within 30 dd | 85437090 | Split core current transformer 300/5A CL. 0.5 D20X30MM | 3. POWER MONITORING & ELECTRICAL MEASUREMENT | 3.4 Split core current transformers - TAAA5 Series | 138 |  | S24
TAAA5-04005-2030 | Available within 30 dd | 85437090 | Split core current transformer 400/5A CL. 0.5 D20X30MM | 3. POWER MONITORING & ELECTRICAL MEASUREMENT | 3.4 Split core current transformers - TAAA5 Series | 140 |  | S24
TAAA5-05005-5080 | Available within 30 dd | 85437090 | Split core current transformer 500/5A CL. 0.5 D50X80MM | 3. POWER MONITORING & ELECTRICAL MEASUREMENT | 3.4 Split core current transformers - TAAA5 Series | 148 |  | S24
TAAA5-06005-5080 | Available within 30 dd | 85437090 | Split core current transformer 600/5A CL. 0.5 D50X80MM | 3. POWER MONITORING & ELECTRICAL MEASUREMENT | 3.4 Split core current transformers - TAAA5 Series | 152 |  | S24
TAAA5-07505-5080 | Available within 30 dd | 85437090 | Split core current transformer 750/5A CL. 0.5 D50X80MM | 3. POWER MONITORING & ELECTRICAL MEASUREMENT | 3.4 Split core current transformers - TAAA5 Series | 170 |  | S24
TAAA5-08005-5080 | Available within 30 dd | 85437090 | Split core current transformer 800/5A CL. 0.5 D50X80MM | 3. POWER MONITORING & ELECTRICAL MEASUREMENT | 3.4 Split core current transformers - TAAA5 Series | 170 |  | S24
TAAA5-10005-5080 | Available within 30 dd | 85437090 | Split core current transformer 1000/5A CL. 0.5 D50X80MM | 3. POWER MONITORING & ELECTRICAL MEASUREMENT | 3.4 Split core current transformers - TAAA5 Series | 170 |  | S24
TAC-C5-00605-023 | Stock Available | 85437090 | Current Transducer 60/5A CL.0,5 Ø23MM | 3. POWER MONITORING & ELECTRICAL MEASUREMENT | 3.3 Current Transformers -TAC - TAA Series | 28 |  | S23
TAC-C5-01005-023 | Stock Available | 85437090 | Current Transducer 100/5A CL.0,5 Ø23MM | 3. POWER MONITORING & ELECTRICAL MEASUREMENT | 3.3 Current Transformers -TAC - TAA Series | 36 |  | S23
TAC-C5-01505-023 | Stock Available | 85437090 | Current Transducer 150/5A CL.0,5 Ø23MM | 3. POWER MONITORING & ELECTRICAL MEASUREMENT | 3.3 Current Transformers -TAC - TAA Series | 36 |  | S23
TAC-C5-02505-023 | Stock Available | 85437090 | Current Transducer 250/5A CL.0,5 Ø23MM | 3. POWER MONITORING & ELECTRICAL MEASUREMENT | 3.3 Current Transformers -TAC - TAA Series | 36 |  | S23
TAC-C5-04005-037 | Available within 15 dd | 85437090 | Current Transducer 400/5A CL.0,5 Ø37MM | 3. POWER MONITORING & ELECTRICAL MEASUREMENT | 3.3 Current Transformers -TAC - TAA Series | 48 |  | S23
TAC-C5-06005-037 | Available within 15 dd | 85437090 | Current Transducer 600/5A CL.0,5 Ø37MM | 3. POWER MONITORING & ELECTRICAL MEASUREMENT | 3.3 Current Transformers -TAC - TAA Series | 51 |  | S23
TAC-C5-08005-037 | Available within 15 dd | 85437090 | Current Transducer 800/5A CL.0,5 Ø37MM | 3. POWER MONITORING & ELECTRICAL MEASUREMENT | 3.3 Current Transformers -TAC - TAA Series | 62 |  | S23
TAC-C5-10005-037 | Available within 15 dd | 85437090 | Current Transducer 1000/5A CL.0,5 Ø37MM | 3. POWER MONITORING & ELECTRICAL MEASUREMENT | 3.3 Current Transformers -TAC - TAA Series | 66 |  | S23
TAC-C5-10005-046 | Available within 15 dd | 85437090 | Current Transducer 1000/5A CL.0,5 Ø46MM | 3. POWER MONITORING & ELECTRICAL MEASUREMENT | 3.3 Current Transformers -TAC - TAA Series | 78 |  | S23
TAC-C5-15005-046 | Available within 15 dd | 85437090 | Current Transducer 1500/5A CL.0,5 Ø46MM | 3. POWER MONITORING & ELECTRICAL MEASUREMENT | 3.3 Current Transformers -TAC - TAA Series | 86 |  | S23
TAC-C5-15005-062 | Available within 15 dd | 85437090 | Current Transducer 1500/5A CL.0,5 Ø62MM | 3. POWER MONITORING & ELECTRICAL MEASUREMENT | 3.3 Current Transformers -TAC - TAA Series | 88 |  | S23
TAC-C5-20005-046 | Available within 15 dd | 85437090 | Current Transducer 2000/5A CL.0,5 Ø46MM | 3. POWER MONITORING & ELECTRICAL MEASUREMENT | 3.3 Current Transformers -TAC - TAA Series | 103 |  | S23
TAC-C5-20005-062 | Available within 15 dd | 85437090 | Current Transducer 2000/5A CL.0,5 Ø62MM | 3. POWER MONITORING & ELECTRICAL MEASUREMENT | 3.3 Current Transformers -TAC - TAA Series | 119 |  | S23
TAC-C5-25005-062 | Available within 15 dd | 85437090 | Current Transducer 2500/5A CL.0,5 Ø62MM | 3. POWER MONITORING & ELECTRICAL MEASUREMENT | 3.3 Current Transformers -TAC - TAA Series | 129 |  | S23
TAC-C5-30005-062 | Available within 15 dd | 85437090 | Current Transducer 3000/5A CL.0,5 Ø62MM | 3. POWER MONITORING & ELECTRICAL MEASUREMENT | 3.3 Current Transformers -TAC - TAA Series | 149 |  | S23
TAC-C5-40005-062 | Available within 15 dd | 85437090 | Current Transducer 4000/5A CL.0,5 Ø62MM | 3. POWER MONITORING & ELECTRICAL MEASUREMENT | 3.3 Current Transformers -TAC - TAA Series | 225 |  | S23
TCK-250-1.5-M12 | Stock Available | 90251900 | Thermocouple type K, d=1.5 mm, L=100 mm, M12 connector | 4. MEASUREMENT AND CONTROL PANEL INSTRUMENTATION | 4.8 Handheld Measurement Systems | 33 |  | S27
TCK-250-3-M12 | Stock Available | 90251900 | Thermocouple type K , d=3 mm, L=250 mm, M12 connector | 4. MEASUREMENT AND CONTROL PANEL INSTRUMENTATION | 4.8 Handheld Measurement Systems | 33 |  | S27
TCK-AC-M12 | Stock Available | 90251900 | Thermocouple type K, bow type, M12 connector | 4. MEASUREMENT AND CONTROL PANEL INSTRUMENTATION | 4.8 Handheld Measurement Systems | 38 |  | S27
TCK-W-1000-M12 | Stock Available | 90251900 | TC type K, joint exposed, L=1000 mm, M12 connector | 4. MEASUREMENT AND CONTROL PANEL INSTRUMENTATION | 4.8 Handheld Measurement Systems | 16 |  | S27
TEMP-TAG-Z-KEY | Software / Service | - | Excel template for Z-KEY tags (gateway mode) | 2. INDUSTRIAL COMMUNICATION & TELECONTROL | 2.5 Networking | - |  | S03
TEMP-TAG-Z-PASS | Software / Service | - | Excel template for Z-PASS-1/2/2S tags (gateway mode) | 2. INDUSTRIAL COMMUNICATION & TELECONTROL | 2.6 LET'S - VPN / IoT Connectivity | - |  | S03
TEMP-WEB-Z-KEY | Software / Service | - | Web page template for Z-KEY | 2. INDUSTRIAL COMMUNICATION & TELECONTROL | 2.5 Networking | - |  | S03
TEST-4 | Stock Available | 90303100 | V/I handheld multimeter with ramps simulation | 4. MEASUREMENT AND CONTROL PANEL INSTRUMENTATION | 4.9 Handheld Multimers / Calibrators | 430 |  | S16
TEST-4-C | Stock Available | 42021299 | TEST-4 transport and protection case | 4. MEASUREMENT AND CONTROL PANEL INSTRUMENTATION | 4.9 Handheld Multimers / Calibrators | 61 |  | S16
TEST-4-PK | Stock Available | 85389091 | Precision kit for Test-4 | 4. MEASUREMENT AND CONTROL PANEL INSTRUMENTATION | 4.9 Handheld Multimers / Calibrators | 57 |  | S16
TEST-4-PWR | Stock Available | 85044090 | Test-4 power supply | 4. MEASUREMENT AND CONTROL PANEL INSTRUMENTATION | 4.9 Handheld Multimers / Calibrators | 22 |  | S16
TEST-4-R | Stock Available | 85389091 | Precision test leads for Test-4 | 4. MEASUREMENT AND CONTROL PANEL INSTRUMENTATION | 4.9 Handheld Multimers / Calibrators | 38.5 |  | S16
TEST-4-T | Software / Service | - | ISO 9001 calibration certificate for Test-4 | 4. MEASUREMENT AND CONTROL PANEL INSTRUMENTATION | 4.9 Handheld Multimers / Calibrators | 95 | x | S70
TREND VIEWER | Software / Service | - | Data visualization tool | 1. DATA ACQUISITION AND AUTOMATION | 1.7 DAQ & Software System | - |  | S03
U
USB-DR-OPC-KEY | Stock Available | 85235110 | USB-key for DR and OPC license activation (spare) | 1. DATA ACQUISITION AND AUTOMATION | 1.7 DAQ & Software System | 12.5 |  | S20
USB-ISO | Stock Available | 85437090 | USB galvanic isolator | 4. MEASUREMENT AND CONTROL PANEL INSTRUMENTATION | 4.9 Handheld Multimers / Calibrators | 82 |  | S20
USB-SW-KEY | Stock Available | 85235110 | USB-key with controllers software, libraries, manuals | 1. DATA ACQUISITION AND AUTOMATION | 1.7 DAQ & Software System | 12.5 |  | S20
UT-M12 | Stock Available | 90251900 | Temperature / Relative Humidity probe, M12 connector | 4. MEASUREMENT AND CONTROL PANEL INSTRUMENTATION | 4.8 Handheld Measurement Systems | 128 |  | S27
V
VISUAL11E | Available within 15 dd | 85312040 | 9,7" HMI widescreen colors, double Ethernet interface | 1. DATA ACQUISITION AND AUTOMATION | 1.6 HMI Operator Panels | 1318 |  | S25
VISUAL12E | Available within 15 dd | 85312040 | 15" HMI widescreen colors, Ethernet (x2) aluminum case | 1. DATA ACQUISITION AND AUTOMATION | 1.6 HMI Operator Panels | 2106 |  | S25
VISUAL1E | Stock Available | 85312040 | 4,3" HMI widescreen colors, Ethernet interface | 1. DATA ACQUISITION AND AUTOMATION | 1.6 HMI Operator Panels | 357 |  | S25
VISUAL2E | Stock Available | 85312040 | 7" touch screen operator panel, Ethernet | 1. DATA ACQUISITION AND AUTOMATION | 1.6 HMI Operator Panels | 419 |  | S25
VISUAL3 | Stock Available | 85312040 | 4,3" touch screen operator panel, 480x272, ARM 600 MHz | 1. DATA ACQUISITION AND AUTOMATION | 1.6 HMI Operator Panels | 449 |  | S25
VISUAL3-FLOW | Stock Available | 85312040 | 4,3" touch screen operator panel, 480x272, ARM 600 MHz, spare parts Flow Computer | 1. DATA ACQUISITION AND AUTOMATION | 1.6 HMI Operator Panels | 545 |  | S25
VISUAL4 | Until stock lasts | 85312040 | 7" touch screen operator panel, 800x480, ARM 600 MHz | 1. DATA ACQUISITION AND AUTOMATION | 1.6 HMI Operator Panels | 619 |  | S25
VISUAL4ET | Stock Available | 85312040 | HMI touchscreen 7" widescreen colors, Eth. aluminum case | 1. DATA ACQUISITION AND AUTOMATION | 1.6 HMI Operator Panels | 994 |  | S25
VISUAL5-PC | Available within 15 dd | 85312040 | 7"HMI widescreen 64k colors, Ethernet, S6001-PC spare version | 1. DATA ACQUISITION AND AUTOMATION | 1.6 HMI Operator Panels | 640 |  | S25
VISUAL5-WB | Available within 15 dd | 85312040 | 7"HMI widescreen 64k colors, Ethernet, HMI / Web Server ver. | 1. DATA ACQUISITION AND AUTOMATION | 1.6 HMI Operator Panels | 640 |  | S25
VISUAL6E | Available within 15 dd | 85312040 | 7" HMI widescreen colors, double Ethernet interface | 1. DATA ACQUISITION AND AUTOMATION | 1.6 HMI Operator Panels | 605 |  | S25
VISUAL7N | Available within 15 dd | 85312040 | 10,1"HMI touchscreen 10,1" widescreen colors, Ethernet interface | 1. DATA ACQUISITION AND AUTOMATION | 1.6 HMI Operator Panels | 608 |  | S25
VISUAL8E | Available within 15 dd | 85312040 | 10,1" HD HMI widescreen colors, Ethernet interface | 1. DATA ACQUISITION AND AUTOMATION | 1.6 HMI Operator Panels | 854 |  | S25
VISUAL9E | Available within 15 dd | 85312040 | Touch Screen, display 10,1” wide, 1024x600, Ethernet, Wi-Fi | 1. DATA ACQUISITION AND AUTOMATION | 1.6 HMI Operator Panels | 854 |  | S25
VISUALTV | Available within 15 dd | 85312040 | TV Process interface | 1. DATA ACQUISITION AND AUTOMATION | 1.6 HMI Operator Panels | 805 |  | S25
VISUALWIFI | Available within 15 dd | 85312040 | WiFi Expansion Module for VISUAL9E | 1. DATA ACQUISITION AND AUTOMATION | 1.6 HMI Operator Panels | 125 |  | S25
VPN-BOX-2 | Stock Available | 84714100 | PC Box - VPN Server for simulteneous connections and low latency Poin-To_Point / Single LAN | 2. INDUSTRIAL COMMUNICATION & TELECONTROL | 2.6 LET'S - VPN / IoT Connectivity | 900 | x | S70
VPN-BOX-2-D | Software / Service | - | Test service on VPN-BOX-2 Point-to-Point valid for 30 days max 2 devices | 2. INDUSTRIAL COMMUNICATION & TELECONTROL | 2.6 LET'S - VPN / IoT Connectivity | - |  | S03
VPN-BOX-2-VM | Software / Service | - | VPN-BOX-2 Virtual Machine | 2. INDUSTRIAL COMMUNICATION & TELECONTROL | 2.6 LET'S - VPN / IoT Connectivity | 420 | x | S70
VPN-BOX-2-VM-D | Software / Service | - | Virtual Machine VPN-BOX-2 Point-to-Point / Single LAN max 2 devices | 2. INDUSTRIAL COMMUNICATION & TELECONTROL | 2.6 LET'S - VPN / IoT Connectivity | - |  | S03
VPN-CC-2 | Software / Service | - | VPN Client Communicator, remote access software VPN-BOX-2 | 2. INDUSTRIAL COMMUNICATION & TELECONTROL | 2.6 LET'S - VPN / IoT Connectivity | - |  | S03
W
WEB FACTORY | Software / Service | - | HMI / Web Edtor embedded in Z-NET4 | 1. DATA ACQUISITION AND AUTOMATION | 1.7 DAQ & Software System | - |  | S03
Z
Z102 | Stock Available | 85437090 | Potentiometer to DC Current/Voltage isolator/converter | 4. MEASUREMENT AND CONTROL PANEL INSTRUMENTATION | 4.1 Multistandard converters isolators - Z-Line | 115 |  | S20
Z104 | Stock Available | 85437090 | DC V/I to frequency isolator / converter | 4. MEASUREMENT AND CONTROL PANEL INSTRUMENTATION | 4.1 Multistandard converters isolators - Z-Line | 130 |  | S20
Z107 | Stock Available | 85437090 | DIN rail RS232 - RS485/422 serial converter | 2. INDUSTRIAL COMMUNICATION & TELECONTROL | 2.8 Serial / USB Interfaces | 108 |  | S20
Z109PT2-1 | Stock Available | 85437090 | RTD to DC V/I isolator converter, prog. via MicroUSB/App | 4. MEASUREMENT AND CONTROL PANEL INSTRUMENTATION | 4.1 Multistandard converters isolators - Z-Line | 140 |  | S20
Z109REG | Stock Available | 85437090 | Analog universal converter with galvanic isolation | 4. MEASUREMENT AND CONTROL PANEL INSTRUMENTATION | 4.1 Multistandard converters isolators - Z-Line | 160 |  | S20
Z109REG2-1 | Stock Available | 85437090 | High perf.universal converter, prog. via MicroUSB/App | 4. MEASUREMENT AND CONTROL PANEL INSTRUMENTATION | 4.1 Multistandard converters isolators - Z-Line | 160 |  | S20
Z109REG2-H | Stock Available | 85437090 | High performance universal converter, 85-265 Vac/dc | 4. MEASUREMENT AND CONTROL PANEL INSTRUMENTATION | 4.1 Multistandard converters isolators - Z-Line | 160 |  | S20
Z109REG-BP | Stock Available | 85437090 | Universal converter with bipolar mA / V output | 4. MEASUREMENT AND CONTROL PANEL INSTRUMENTATION | 4.1 Multistandard converters isolators - Z-Line | 176 |  | S20
Z109S | Stock Available | 85437090 | DC current isolator for 0/4..20mA loops | 4. MEASUREMENT AND CONTROL PANEL INSTRUMENTATION | 4.1 Multistandard converters isolators - Z-Line | 82 |  | S20
Z109S-DI | Stock Available | 85437090 | DC wide range current isolator for 0/4..20mA loops | 4. MEASUREMENT AND CONTROL PANEL INSTRUMENTATION | 4.1 Multistandard converters isolators - Z-Line | 99 |  | S20
Z109TC2-1 | Stock Available | 85437090 | TC to DC isolator / converter, prog. via MicroUSB/App | 4. MEASUREMENT AND CONTROL PANEL INSTRUMENTATION | 4.1 Multistandard converters isolators - Z-Line | 140 |  | S20
Z109UI2-1 | Stock Available | 85437090 | DC current / voltage converter, prog. via Micro USB/App | 4. MEASUREMENT AND CONTROL PANEL INSTRUMENTATION | 4.1 Multistandard converters isolators - Z-Line | 140 |  | S20
Z-10-D-IN | Stock Available | 85389091 | 10-CH Digital Input module / RS485 ModBUS RTU | 1. DATA ACQUISITION AND AUTOMATION | 1.1.1 ModBUS RTU IO modules - Z-PC Line | 120 |  | S26
Z-10-D-OUT | Stock Available | 85389091 | 10-CH Digital Output module / RS485 ModBUS TU | 1. DATA ACQUISITION AND AUTOMATION | 1.1.1 ModBUS RTU IO modules - Z-PC Line | 135 |  | S26
Z110D | Stock Available | 85437090 | DC current isolator (self-powered) double channel | 4. MEASUREMENT AND CONTROL PANEL INSTRUMENTATION | 4.1 Multistandard converters isolators - Z-Line | 113 |  | S20
Z110S | Stock Available | 85437090 | DC current isolator (self-powered) single channel | 4. MEASUREMENT AND CONTROL PANEL INSTRUMENTATION | 4.1 Multistandard converters isolators - Z-Line | 82 |  | S20
Z111 | Stock Available | 85437090 | Frequency to DC isolator / converter | 4. MEASUREMENT AND CONTROL PANEL INSTRUMENTATION | 4.1 Multistandard converters isolators - Z-Line | 163 |  | S20
Z112A | Stock Available | 85437090 | On/Off sensors digital amplifier, single channel | 4. MEASUREMENT AND CONTROL PANEL INSTRUMENTATION | 4.1 Multistandard converters isolators - Z-Line | 95 |  | S20
Z112D | Stock Available | 85437090 | On/Off sensors amplifier, double channel | 4. MEASUREMENT AND CONTROL PANEL INSTRUMENTATION | 4.1 Multistandard converters isolators - Z-Line | 95 |  | S20
Z113-1 | Stock Available | 85437090 | Double threshold with universal analog input | 4. MEASUREMENT AND CONTROL PANEL INSTRUMENTATION | 4.1 Multistandard converters isolators - Z-Line | 120 |  | S20
Z170REG-1 | Stock Available | 85437090 | DC duplicator / isolator prog. Via MicroUSB/App | 4. MEASUREMENT AND CONTROL PANEL INSTRUMENTATION | 4.1 Multistandard converters isolators - Z-Line | 162 |  | S20
Z190 | Stock Available | 85437090 | DC Current/Voltage Adder/subtracter | 4. MEASUREMENT AND CONTROL PANEL INSTRUMENTATION | 4.1 Multistandard converters isolators - Z-Line | 180.5 |  | S20
Z201 | Stock Available | 85437090 | AC Current to DC I/V Conv.19..40Vdc - 19..28 Vac | 4. MEASUREMENT AND CONTROL PANEL INSTRUMENTATION | 4.1 Multistandard converters isolators - Z-Line | 100 |  | S20
Z201-H | Stock Available | 85437090 | AC Current to DC I/V Isolator/Conv.85..265Vac/dc | 4. MEASUREMENT AND CONTROL PANEL INSTRUMENTATION | 4.1 Multistandard converters isolators - Z-Line | 116 |  | S20
Z202 | Stock Available | 85437090 | AC Voltage(500 A);to DC I/V Conv.19..40 Vdc-19..28 Vac | 4. MEASUREMENT AND CONTROL PANEL INSTRUMENTATION | 4.1 Multistandard converters isolators - Z-Line | 140 |  | S20
Z202-H | Stock Available | 85437090 | AC Voltage(500 A);to DC I/V Isolator/Conv.85..265Vac/dc | 4. MEASUREMENT AND CONTROL PANEL INSTRUMENTATION | 4.1 Multistandard converters isolators - Z-Line | 150 |  | S20
Z202-LP | Stock Available | 85437090 | 500 VAC- 540 VDC to 4..20 mA Converter, loop pow. | 4. MEASUREMENT AND CONTROL PANEL INSTRUMENTATION | 4.1 Multistandard converters isolators - Z-Line | 107 |  | S20
Z203-2 | Stock Available | 85437090 | AC single phase advanced network analyzer, Micro USB port | 4. MEASUREMENT AND CONTROL PANEL INSTRUMENTATION | 4.1 Multistandard converters isolators - Z-Line | 160 |  | S20
Z204-1 | Stock Available | 85437090 | AC/DC high voltage converter, analog out, ModBUS RTU | 4. MEASUREMENT AND CONTROL PANEL INSTRUMENTATION | 4.1 Multistandard converters isolators - Z-Line | 198 |  | S20
Z-3AO | Stock Available | 85389091 | 3-CH analog output module / RS485 ModBUS RTU | 1. DATA ACQUISITION AND AUTOMATION | 1.1.1 ModBUS RTU IO modules - Z-PC Line | 160 |  | S26
Z-4AI | Stock Available | 85389091 | 4-CH analog input module / RS485 ModBUS RTU | 1. DATA ACQUISITION AND AUTOMATION | 1.1.1 ModBUS RTU IO modules - Z-PC Line | 130 |  | S26
Z-4AI-D | Stock Available | 85437090 | 4-CH analog input DC current-voltage A/D converter | 4. MEASUREMENT AND CONTROL PANEL INSTRUMENTATION | 4.1 Multistandard converters isolators - Z-Line | 130 |  | S20
Z-4DI-2AI-2DO | Stock Available | 85389091 | Module with 2 AI, 2 DO, 4 DI, ModBUS RTU | 1. DATA ACQUISITION AND AUTOMATION | 1.1.1 ModBUS RTU IO modules - Z-PC Line | 280.5 |  | S26
Z-4RTD2 | Stock Available | 85389091 | 4-CH RTD input module / RS485 ModBUS RTU 6 ways isolation, @14bit | 1. DATA ACQUISITION AND AUTOMATION | 1.1.1 ModBUS RTU IO modules - Z-PC Line | 280 |  | S11
Z-4RTD2-SI | Stock Available | 85389091 | 4-CH RTD input module / RS485 ModBUS RTU, 3 ways isolation, @24bit | 1. DATA ACQUISITION AND AUTOMATION | 1.1.1 ModBUS RTU IO modules - Z-PC Line | 220 |  | S11
Z-4TC | Stock Available | 85389091 | 4-CH thermocouple input module / RS485 ModBUS RTU | 1. DATA ACQUISITION AND AUTOMATION | 1.1.1 ModBUS RTU IO modules - Z-PC Line | 130 |  | S26
Z-4TC-D | Stock Available | 85437090 | Thermocouples A/D converter | 4. MEASUREMENT AND CONTROL PANEL INSTRUMENTATION | 4.1 Multistandard converters isolators - Z-Line | 130 |  | S20
Z-5DI-2DO | Stock Available | 85389091 | 5CH Digital Input - 2CH Digital Output RS485-ModBUS RTU | 1. DATA ACQUISITION AND AUTOMATION | 1.1.1 ModBUS RTU IO modules - Z-PC Line | 142 |  | S26
Z-8AI | Stock Available | 85389091 | 8-CH analog input module / RS485 ModBUS RTU | 1. DATA ACQUISITION AND AUTOMATION | 1.1.1 ModBUS RTU IO modules - Z-PC Line | 147 |  | S26
Z-8NTC | Stock Available | 85389091 | 8-CH NTC input module / RS485 ModBUS RTU | 1. DATA ACQUISITION AND AUTOMATION | 1.1.1 ModBUS RTU IO modules - Z-PC Line | 145 |  | S20
Z-8R-10A | Stock Available | 85389091 | 8 relay board with 250 Vac - 10 A | 1. DATA ACQUISITION AND AUTOMATION | 1.8 Accessories | 160 |  | S20
Z-8TC-1 | Stock Available | 85389091 | 8-CH thermocouple input module @14 bits, ModBUS | 1. DATA ACQUISITION AND AUTOMATION | 1.1.1 ModBUS RTU IO modules - Z-PC Line | 300 |  | S11
Z-8TC-LAB | Stock Available | 85389091 | 8-CH thermocouple input module @15 bits, ModBUS interchangeable clamps | 1. DATA ACQUISITION AND AUTOMATION | 1.1.1 ModBUS RTU IO modules - Z-PC Line | 300 |  | S11
Z-8TC-SI | Stock Available | 85389091 | 8-CH thermocouple input module @24 bits, ModBUS | 1. DATA ACQUISITION AND AUTOMATION | 1.1.1 ModBUS RTU IO modules - Z-PC Line | 240 |  | S11
Z-8TC-SI-LAB | Stock Available | 85389091 | 8-CH thermocouple input module @24 bits, ModBUS interchangeable clamps | 1. DATA ACQUISITION AND AUTOMATION | 1.1.1 ModBUS RTU IO modules - Z-PC Line | 240 |  | S11
Z-AIR-1 | Stock Available | 85171800 | Radiomodem 868MHz with omnidir. antenna, RED compl. 5 mt cable | 2. INDUSTRIAL COMMUNICATION & TELECONTROL | 2.10 Radio Modules | 480 |  | S21
Z-AIR-1-10M | Stock Available | 85171800 | Radiomodem 868MHz with omnidir. antenna, RED compl. 10 mt cable | 2. INDUSTRIAL COMMUNICATION & TELECONTROL | 2.10 Radio Modules | 590 |  | S21
ZC-16DI-8DO | Stock Available | 85389091 | 16 CH DI / 8 CH DO module / CANopen-RS485 ModBUS RTU | 1. DATA ACQUISITION AND AUTOMATION | 1.1.3 CANopen / ModBUS RTU IO modules - ZC Line | 240 |  | S26
ZC-24DI | Stock Available | 85389091 | 24-CH digital input CANopen / ModBUS | 1. DATA ACQUISITION AND AUTOMATION | 1.1.3 CANopen / ModBUS RTU IO modules - ZC Line | 230 |  | S26
ZC-24DO | Stock Available | 85389091 | 24-CH digital output CANopen / ModBUS | 1. DATA ACQUISITION AND AUTOMATION | 1.1.3 CANopen / ModBUS RTU IO modules - ZC Line | 255 |  | S26
ZC-3AO | Stock Available | 85389091 | 3-CH analog output (mA, V) CANopen module | 1. DATA ACQUISITION AND AUTOMATION | 1.1.4 CANopen IO modules - ZC Line | 210 |  | S26
ZC-4RTD | Stock Available | 85389091 | 4-CH RTD input CANopen module | 1. DATA ACQUISITION AND AUTOMATION | 1.1.4 CANopen IO modules - ZC Line | 300 |  | S26
ZC-8AI | Stock Available | 85389091 | 8-CH analog input (mA, V) CANopen module | 1. DATA ACQUISITION AND AUTOMATION | 1.1.4 CANopen IO modules - ZC Line | 260 |  | S26
ZC-8TC | Stock Available | 85389091 | 8-CH Thermocouple (J,K,E,N,S,R,B,T) CANopen module | 1. DATA ACQUISITION AND AUTOMATION | 1.1.4 CANopen IO modules - ZC Line | 320 |  | S26
ZC-SG | Stock Available | 85389091 | 1-CH strain gauge CANopen module | 1. DATA ACQUISITION AND AUTOMATION | 1.1.4 CANopen IO modules - ZC Line | 195 |  | S26
Z-DAQ-PID | Stock Available | 85389091 | 1 CH AI / RS485 ModBUS RTU with PID regulation | 1. DATA ACQUISITION AND AUTOMATION | 1.1.1 ModBUS RTU IO modules - Z-PC Line | 170 |  | S26
Z-D-IN | Stock Available | 85389091 | 5 CH DI module / RS485 ModBUS RTU | 1. DATA ACQUISITION AND AUTOMATION | 1.1.1 ModBUS RTU IO modules - Z-PC Line | 100 |  | S26
Z-D-IO | Stock Available | 85389091 | 6 CH DI / 2 CH DO module / RS485 ModBUS RTU | 1. DATA ACQUISITION AND AUTOMATION | 1.1.1 ModBUS RTU IO modules - Z-PC Line | 126 |  | S26
Z-D-OUT | Stock Available | 85389091 | 5 CH DO Relay module / RS485 ModBUS RTU | 1. DATA ACQUISITION AND AUTOMATION | 1.1.1 ModBUS RTU IO modules - Z-PC Line | 135 |  | S26
ZE-2AI | Stock Available | 85389091 | Module with 2 analog inp., ModBUS RTU / ModBUS TCP-IP | 1. DATA ACQUISITION AND AUTOMATION | 1.1.2 ModBUS RTU/TCP-IP IO Modules - ZE Line | 189 |  | S26
ZE-2AI-P | Stock Available | 85389091 | 2-CH Analogue input Profinet IO module | 1. DATA ACQUISITION AND AUTOMATION | 1.1.7 Profinet IO modules - ZE Line | 189 |  | S26
ZE-4DI-2AI-2DO | Stock Available | 85389091 | Module with 2 AI, 2 DO, 4 DI, ModBUS RTU / TCP-IP | 1. DATA ACQUISITION AND AUTOMATION | 1.1.2 ModBUS RTU/TCP-IP IO Modules - ZE Line | 306 |  | S26
ZE-4DI-2AI-2DO-P | Stock Available | 85389091 | 4-CH Digital Input/ 2-CH Analogue Input, 2-CH Digital Output Profinet IO module | 1. DATA ACQUISITION AND AUTOMATION | 1.1.7 Profinet IO modules - ZE Line | 306 |  | S26
ZE-SG3 | Soon available | 85389091 | Strain gauge input ModBUS RTU / TCP-IP module | 1. DATA ACQUISITION AND AUTOMATION | 1.1.2 ModBUS RTU/TCP-IP IO Modules - ZE Line | 205 |  | S26
ZE-SG3-P | Soon available | 85389091 | Strain gauge input Profinet IO module | 1. DATA ACQUISITION AND AUTOMATION | 1.1.7 Profinet IO modules - ZE Line | 205 |  | S26
Z-FLOWCOMPUTER | Stock Available | 90268020 | Universal energy & flow computer with 4,3" HMI | 1. DATA ACQUISITION AND AUTOMATION | 1.3 Process Controllers | 1100 |  | S15
Z-FLOWCOMPUTER-B | Stock Available | 90268020 | Universal energy & flow computer | 1. DATA ACQUISITION AND AUTOMATION | 1.3 Process Controllers | 600 |  | S20
Z-GPRS3 | Stock Available | 85176200 | Advanced GSM/GPRS datalogger, built-in IO, voice alarm | 2. INDUSTRIAL COMMUNICATION & TELECONTROL | 2.2 Advanced Dataloggers | 400 |  | S15
Z-KEY-0 | Stock Available | 85176200 | ModBUS /universal (ModBUS; Profinent, Ethernet/IP) gateway, 2 serial ports, 1 Ethernet port | 2. INDUSTRIAL COMMUNICATION & TELECONTROL | 2.5 Networking | 185 |  | S28
Z-KEY-2ETH | Stock Available | 85176200 | ModBUS / universal (ModBUS; Profinent, Ethernet/IP) gateway, 2 serial ports, 2 Ethernet ports) | 2. INDUSTRIAL COMMUNICATION & TELECONTROL | 2.5 Networking | 205 |  | S28
Z-KEY-2ETH-E | Stock Available | 85176200 | ModBUS → Ethernet/IP gateway (2 serial ports, 2 Ethernet ports) | 2. INDUSTRIAL COMMUNICATION & TELECONTROL | 2.5 Networking | 205 |  | S28
Z-KEY-2ETH-P | Stock Available | 85176200 | ModBUS ↔ Profinet IO gateway (2 serial ports, 2 Ethernet ports) | 2. INDUSTRIAL COMMUNICATION & TELECONTROL | 2.5 Networking | 205 |  | S28
Z-KEY-MBUS | Stock Available | 85176200 | ModBUS↔ M-BUS gateway (1 M-BUS port, 2 serial ports, 2 Ethernet ports) | 2. INDUSTRIAL COMMUNICATION & TELECONTROL | 2.5 Networking | 282 |  | S28
Z-KEY-P | Stock Available | 85176200 | ModBUS ↔ Profinet IO gateway (2 serial ports, 1 Ethernet port) | 2. INDUSTRIAL COMMUNICATION & TELECONTROL | 2.5 Networking | 185 |  | S28
Z-KEY-E | Stock Available | 85176200 | ModBUS → Ethernet/IP gateway (2 serial ports, 1 Ethernet port) | 2. INDUSTRIAL COMMUNICATION & TELECONTROL | 2.5 Networking | 185 |  | S28
Z-LINK1-LO | Stock Available | 85171800 | 869 MHz radiomodem with RS232/RS485 interface and LoRa technology | 2. INDUSTRIAL COMMUNICATION & TELECONTROL | 2.10 Radio Modules | 280 |  | S10
Z-LINK2-LO | Stock Available | 85171800 | LoRa wireless gateway / repeater | 2. INDUSTRIAL COMMUNICATION & TELECONTROL | 2.10 Radio Modules | 280 |  | S10
Z-LOGGER3 | Stock Available | 85176200 | Advanced datalogger, alarm module, web server with built-in IO | 2. INDUSTRIAL COMMUNICATION & TELECONTROL | 2.2 Advanced Dataloggers | 360 |  | S15
Z-LTE-WW | Stock Available | 85176200 | 4G worldwide datalogger with built-in I/O, remote control functions and voice commands | 2. INDUSTRIAL COMMUNICATION & TELECONTROL | 2.2 Advanced Dataloggers | 445 |  | S15
Z-MBUS | Stock Available | 85437090 | M-BUS ↔ RS232-RS485 adapter | 2. INDUSTRIAL COMMUNICATION & TELECONTROL | 2.8 Serial / USB Interfaces | 120 |  | S20
Z-NET3 | Software / Service | - | Z-TWS3 based system configurator, Web Editor included | 1. DATA ACQUISITION AND AUTOMATION | 1.7 DAQ & Software System | - |  | S03
Z-NET4 | Software / Service | - | Z-PC system configurator, Web Editor included | 1. DATA ACQUISITION AND AUTOMATION | 1.7 DAQ & Software System | - |  | S03
Z-PASS1-RT | Soon available | 85176200 | IIoT Edge Gateway, built-in I/O | 2. INDUSTRIAL COMMUNICATION & TELECONTROL | 2.6 LET'S - VPN / IoT Connectivity | 420 |  | S17
Z-PASS2-4GWW-UPG | Software / Service | 85176200 | Upgrade and replacement of 3G Modem → 4GLTE/WW c/o laboratory | 2. INDUSTRIAL COMMUNICATION & TELECONTROL | 2.6 LET'S - Connettività VPN / IoT | 113 | x | S70
Z-PASS2-S4GWWUPG | Software / Service | 85171800 | Upgrade and replacement of 3G Modem → 4GLTE/WW c/o laboratory (Z-PASS2-S) | 2. INDUSTRIAL COMMUNICATION & TELECONTROL | 2.3 IEC 61131 RTUs | 113 | x | S70
Z-PASS2SE4GEUUPG | Software / Service | 85176200 | 3G Modem upgrade and replacement → 4GLTE/EMEA c/o laboratory (Z-PASS2-S-E) | 3. POWER MONITORING & ELECTRICAL MEASUREMENT | 3.9 Energy Management Controllers | 103 | x | S70
Z-PASS2SE4GWWUPG | Software / Service | 85176200 | Upgrade and replacement of 3G Modem → 4GLTE/WW c/o laboratory (Z-PASS2-S-E) | 3. POWER MONITORING & ELECTRICAL MEASUREMENT | 3.9 Energy Management Controllers | 113 | x | S70
Z-PASS2-RT-4G | Soon available | 85176200 | IIoT Edge Gateway / 4G Router, GPS, built-in I/O | 2. INDUSTRIAL COMMUNICATION & TELECONTROL | 2.6 LET'S - VPN / IoT Connectivity | 645 |  | S17
Z-PASS2-RT-4G-S | Soon available | 85371091 | Edge IIoT Controller, 4G, GPS, built-in I/O | 1. DATA ACQUISITION AND AUTOMATION | 2.3 IEC 61131 RTUs | 760 |  | S17
Z-PASS2-RT-4G-E | Soon available | 85171800 | Edge IIoT Controller, 4G, energy protocols, GPS, built-in I/O | 3. POWER MONITORING & ELECTRICAL MEASUREMENT | 3.9 Energy Management Controllers | 760 |  | S17
Z-PC-DIN1-35 | Stock Available | 85371098 | DIN rail bus system 1 slot 35 mm | 1. DATA ACQUISITION AND AUTOMATION | 1.8 Accessories | 21 |  | S26
Z-PC-DIN2-17.5 | Stock Available | 85371098 | DIN rail bus system 2 slots 17.5 mm | 1. DATA ACQUISITION AND AUTOMATION | 1.8 Accessories | 18 |  | S26
Z-PC-DIN4-35 | Stock Available | 85371098 | DIN rail bus system 4 slot 35 mm | 1. DATA ACQUISITION AND AUTOMATION | 1.8 Accessories | 32 |  | S26
Z-PC-DIN8-17.5 | Stock Available | 85371098 | DIN rail bus system 8 slot 17.5 mm | 1. DATA ACQUISITION AND AUTOMATION | 1.8 Accessories | 37 |  | S26
Z-PC-DINAL1-35 | Stock Available | 85371098 | DIN rail bus system head terminal + 1 slot 35 mm | 1. DATA ACQUISITION AND AUTOMATION | 1.8 Accessories | 23 |  | S26
Z-PC-DINAL2-17.5 | Stock Available | 85371098 | DIN rail bus system head terminal + 2 slots 17.5 mm | 1. DATA ACQUISITION AND AUTOMATION | 1.8 Accessories | 26 |  | S26
Z-PC-DINAL2-52.5 | Stock Available | 85371098 | DIN rail bus system head terminal + 2 slots 52.5 mm | 1. DATA ACQUISITION AND AUTOMATION | 1.8 Accessories | 31 |  | S26
Z-SG | Stock Available | 85371098 | Strain gauge module / Analogue out + ModBUS RTU | 1. DATA ACQUISITION AND AUTOMATION | 1.1.1 ModBUS RTU IO modules - Z-PC Line | 165 |  | S26
Z-SG2 | Until stock lasts | 85389091 | Advanced strain gauge input module / RS485 ModBUS RTU | 1. DATA ACQUISITION AND AUTOMATION | 1.1.1 ModBUS RTU IO modules - Z-PC Line | 170 |  | S26
Z-SG3 | Stock Available | 85389091 | Advanced strain gauge input module / RS485 ModBUS RTU | 1. DATA ACQUISITION AND AUTOMATION | 1.1.1 ModBUS RTU IO modules - Z-PC Line | 185 |  | S26
Z-SUPPLY | Stock Available | 85044090 | Single-phase switching power supply 24V @ 1.5A | 1. DATA ACQUISITION AND AUTOMATION | 1.8 Accessories | 109 |  | S15
Z-TWS11 | Stock Available | 84714100 | IEC 61131 multifunction controller, built-in IO, Straton | 1. DATA ACQUISITION AND AUTOMATION | 1.2 Multifunction Controllers - IEC 61131-3 | 350 |  | S15
Z-TWS4-RT-S | Stock Available | 84714100 | IEC 61131 IIoT Edge controller, built-in I/O, workbench Straton | 1. DATA ACQUISITION AND AUTOMATION | 1.2 Multifunction Controllers - IEC 61131-3 | 563 |  | S15
Z-TWS4-RT-E | Stock Available | 84714100 | IEC 61131 IIoT Edge controller, built-in I/O, energy protocols | 3. POWER MONITORING & ELECTRICAL MEASUREMENT | 3.9 Energy Management Controllers | 563 |  | S15